## Production Completed
SoftNis ID | Vendor Name | Vendor Part Number | Model | Manufacturer Name | Manufacturer Part Number | Product Type | eCommerce Title (Mfr Name + Series/Model + 1 or 2 Tech Data + Modifer with Noun) | Long Description | Product Overview | Warranty | Prop 65 | Model Fitment | Weight | Width | Height | Depth | Product Photo filename 1 | Product Photo filename 2 | Product Photo filename 3 | Product Photo filename 4 | Product Photo filename 5 | Product Photo filename 6 | Product Photo filename 7 | Product Photo filename 8 | Product Photo filename 9 | Product Photo filename 10 | Document filename 1 | Document filename 2 | Document filename 3 | Document filename 4 | Document filename 5 | Document filename 6 | Document filename 7 | Feature1 | Feature2 | Feature3 | Feature4 | Feature5 | Feature6 | Feature7 | Feature8 | Feature9 | Feature10 | Feature11 | Feature12 | Feature13 | Technical Specification 1 Name | Technical Specification 1 Value | Technical Specification 2 Name | Technical Specification 2 Value | Technical Specification 3 Name | Technical Specification 3 Value | Technical Specification 4 Name | Technical Specification 4 Value | Technical Specification 5 Name | Technical Specification 5 Value | Technical Specification 6 Name | Technical Specification 6 Value | Technical Specification 7 Name | Technical Specification 7 Value | Technical Specification 8 Name | Technical Specification 8 Value | Technical Specification 9 Name | Technical Specification 9 Value | Technical Specification 10 Name | Technical Specification 10 Value | Technical Specification 11 Name | Technical Specification 11 Value | Technical Specification 12 Name | Technical Specification 12 Value | Technical Specification 13 Name | Technical Specification 13 Value | Technical Specification 14 Name | Technical Specification 14 Value | Technical Specification 15 Name | Technical Specification 15 Value | Technical Specification 16 Name | Technical Specification 16 Value | Technical Specification 17 Name | Technical Specification 17 Value | Technical Specification 18 Name | Technical Specification 18 Value | Technical Specification 19 Name | Technical Specification 19 Value | Technical Specification 20 Name | Technical Specification 20 Value | Technical Specification 21 Name | Technical Specification 21 Value | Technical Specification 22 Name | Technical Specification 22 Value | Technical Specification 23 Name | Technical Specification 23 Value | Technical Specification 24 Name | Technical Specification 24 Value | Technical Specification 25 Name | Technical Specification 25 Value | Technical Specification 26 Name | Technical Specification 26 Value | Technical Specification 27 Name | Technical Specification 27 Value | Technical Specification 28 Name | Technical Specification 28 Value | Technical Specification 29 Name | Technical Specification 29 Value | Technical Specification 30 Name | Technical Specification 30 Value | Technical Specification 31 Name | Technical Specification 31 Value | Technical Specification 32 Name | Technical Specification 32 Value | Technical Specification 33 Name | Technical Specification 33 Value | Technical Specification 34 Name | Technical Specification 34 Value | Technical Specification 35 Name | Technical Specification 35 Value | Technical Specification 36 Name | Technical Specification 36 Value | Technical Specification 37 Name | Technical Specification 37 Value | Technical Specification 38 Name | Technical Specification 38 Value | Technical Specification 39 Name | Technical Specification 39 Value | Technical Specification 40 Name | Technical Specification 40 Value | Technical Specification 41 Name | Technical Specification 41 Value | Technical Specification 42 Name | Technical Specification 42 Value | Technical Specification 43 Name | Technical Specification 43 Value | Technical Specification 44 Name | Technical Specification 44 Value | Technical Specification 45 Name | Technical Specification 45 Value | Technical Specification 46 Name | Technical Specification 46 Value | Technical Specification 47 Name | Technical Specification 47 Value | Technical Specification 48 Name | Technical Specification 48 Value | Technical Specification 49 Name | Technical Specification 49 Value | Technical Specification 50 Name | Technical Specification 50 Value | Technical Specification 51 Name | Technical Specification 51 Value | Technical Specification 52 Name | Technical Specification 52 Value | Technical Specification 53 Name | Technical Specification 53 Value | Technical Specification 54 Name | Technical Specification 54 Value | Technical Specification 55 Name | Technical Specification 55 Value | Technical Specification 56 Name | Technical Specification 56 Value | Shipping Weight | Packaging | Keyword 1 | Keyword 2 | Keyword 3 | Manufacturer URL | Reference URL 1 | Reference URL 2 | Reference URL 3 | Reference URL 4 | SoftNis Comments | User Name | Comments | Status | Row Quality % | Right Values | Wrong Values
SN421SN | Universal Medical Resources Inc (UMRI) | 04341744 |  |  |  | Cover | Left Base Cover | [39 empty] | Brand Name |  | Type | Left Base | Size |  | Color |  | Material |  | Dimensions |  | For Use With | [101 empty] | Cover | Left Base Cover | [7 empty] | Vinutha | ok | Not Found | 100 | 16 | 0
SN449SN | Cables and Sensors (Magnifico Healthcare) | 10109 |  |  |  | Leadwire Adapter | Reusable 3/5 ECG Leadwire Adapter |  |  | 6 Months |  | Philips 43100A, 43110A, 43120A, 78352C, 78354A/C, 78354C, 78834A/B/C, 78834C, 862472, 862473, 862474, 862474 C3, 862475, 862478, 862479, 863064, 863065, 863066, 863068, Agilent, Agilent 50XM, C Series, C3, CX50, EPIQ, Envisor, HD15, HeartStart MRx, HeartStart XL, Heartstart, Heartstream, IE33, IntelliVue, IntelliVue MX800, M1001A, M1001B, M1002A | 0.2lb |  |  |  | https://www.cablesandsensors.com/cdn/shop/products/10109-UM_grande.jpg?v=1697812604 | [29 empty] | Brand Name |  | Type | ECG | Size |  | Color |  | Material |  | Dimensions |  | For Use With | For 12 Pin Connector Monitors Philips | Disposability | Reusable | Latex-free | Yes | Sterile | No | Patient Size | 3/5 | Certifications | FDA, CE, ISO10993-1, 5, 10:2003E, TUV, RoHS Compliant | Connector Proximal | Covidien to Philips | [87 empty] | 1/Bag | Adapter | Leadwire Adapter | ECG Leadwire Adapter |  | https://www.cablesandsensors.com/products/reusable-covidien-to-philips-ecg-leadwire-adapter-33507?srsltid=AfmBOorzi8QxgYmprNR1g0pxxmyPuuT-ejKg0p7f3VKSSfyQb7CCuvUa |  |  |  |  | Vinutha | ok | Found | 72.97 | 27 | 10
SN449SN | Cables and Sensors (Magnifico Healthcare) | 10162 |  |  |  | Banana Adapter Set | Adult/Pediatric Banana Adapter Set |  |  | 6 Months |  | GE Healthcare > Marquette AM4, AM5, CAM 14 | 0.2lb |  |  |  | https://www.cablesandsensors.com/cdn/shop/products/10162_grande.jpg?v=1571438549 | [29 empty] | Brand Name |  | Type |  | Size |  | Color |  | Material |  | Dimensions |  | For Use With |  | Patient Size | Adult/Pediatric | Latex-free | Yes | Sterile | No | Certifications | FDA, ISO10993-1, 5, 10:2003E, TUV, RoHS Compliant | Connector Proximal | Banana to Alligator Clip | Lead Color Coding | AHA | [87 empty] | 10/Bag | Adapter Set | Banana Adapter Set | Adult/Pediatric Banana Adapters Set |  | https://www.cablesandsensors.com/products/banana-adapters-900178-001?variant=12222522785867 |  |  |  |  | Vinutha | ok | Found | 32.43 | 12 | 25
SN449SN | Cables and Sensors (Magnifico Healthcare) | 10212 |  |  |  | Leadwire | Adult/Pediatric 5 Lead Safety AAMI Grabber ECG Leadwire |  |  | 6 Months |  | Philips 43100A, 43110A, 43120A, 78352C, 78354A/C, 78354C, 78834A/B/C, 78834C, 862472, 862473, 862474, 862474 C3, 862475, 862478, 862479, 863064, 863065, 863066, 863068, Agilent, Agilent 50XM, C Series, C3, CX50, CodeMaster XL+, Codemaster XL, Envisor, HD11, HD11XE, HD15, HeartStart MRx, HeartStart XL, Heartstart, Heartstream, IE33, IntelliVue, IntelliVue MX800, M1001A, M1001B, M1002A, M1002B, M1165A, M1166A, M1167A, M1175A, M1177A, M1204A, M1205A, M1264A, M1275A Transport, M1276A, M1280A, M1722A, M1722B, M1723A, M1723B, M2, M2475B, M2601A, M3, M3000A, M3001A, M3002A MMS X2, M3535A, M3536A, M3921A A1, M3923A A1, M3925A A1, M3927A A3, M3929A A3, M4, M4735A, M8102A MP2, M8105A MP5, MP 20, MP 30, MP 40, MP 50, MP 60, MP 70, Merlin, SureSigns VM6, SureSigns VM8, V24, V24E, V26, VM4, VM6, Viridia, iE33 xMatrix Ultrasound CX50, iU22, М3046А | 0.3lb |  |  |  | https://www.cablesandsensors.com/cdn/shop/products/10212_grande.jpg?v=1602083976 | https://www.cablesandsensors.com/cdn/shop/products/10212-C1_grande.jpg?v=1602083976 | [28 empty] | Brand Name |  | Type | Safety AAMI | Size |  | Color | Gray | Material | TPU Jacket | Dimensions |  | For Use With |  | Patient Size | Adult/Pediatric | Latex-free | Yes | Sterile | No | Certifications | FDA, CE, ISO10993-1, 5, 10:2003E, TUV, RoHS Compliant | Connector Proximal | Pinch/Grabber | Number of Lead | 5 | Lead Cable Diameter | 2.6mm | Lead Cable Length | 3ft | Lead Color Coding | AHA | [81 empty] | 1/Bag | Leadwire | ECG Leadwire | Grabber ECG Leadwire |  | https://www.cablesandsensors.com/products/philips-compatible-ecg-leadwire-m1605a?variant=32300004999243 |  |  |  |  | Vinutha | AAMI Doubt | Found | 23.91 | 11 | 35
SN475SN | Cables and Sensors (Magnifico Healthcare) | 10314 |  |  |  | Trunk Cable | Adult/Pediatric 5 Lead ECG Trunk Cable |  |  | 6 Months |  | GE Healthcare > Critikon > Dinamap Carescape B450, Carescape B650, Carescape B850, Procare B40 | 0.4lb |  |  |  | https://www.cablesandsensors.com/cdn/shop/products/10314_grande.jpg?v=1571438562 | https://www.cablesandsensors.com/cdn/shop/products/TQ-25860-C1_grande.jpg?v=1571438562 | https://www.cablesandsensors.com/cdn/shop/products/TQ-25860-C2_grande.jpg?v=1571438562 | https://www.cablesandsensors.com/cdn/shop/products/TX-25950-C2_4e8e7f3c-a304-40cc-aff9-6640ec20b5ce_grande.jpg?v=1571438562 | [26 empty] | Brand Name |  | Type | ECG | Size |  | Color | Gray | Material | TPU Jacket | Dimensions |  | For Use With |  | Patient Size | Adult/Pediatric | Latex-free | Yes | Sterile | No | Certifications | TUV, FDA, CE, ISO10993-1, 5, 10:2003E, RoHS Compliant | Connector Proximal | Twin Pin Connector | Number of Lead | 5 | Lead Cable Length | 8ft | Connector Distal | Rectangular, Green, 11-pin GE Connector | [83 empty] | 1/Bag | Cable | Trunk Cable | ECG Trunk Cable |  | https://www.cablesandsensors.com/products/datex-ohmeda-compatible-ecg-trunk-cable-m1020454?variant=28524513296459 |  |  |  |  | Vinutha | ok | Found | 77.78 | 35 | 10
SN554SN | AR Medical Solutions | 10415047 |  |  |  | Brush | Signal Brush | [39 empty] | Brand Name |  | Type |  | Size |  | Color |  | Material |  | Dimensions |  | For Use With | [101 empty] | Brush | Signal Brush | [7 empty] | Vinutha | ok | Not Found | 100 | 15 | 0
SN511SN | Cables and Sensors (Magnifico Healthcare) | 10452 |  |  |  | Leadwire | 5 Lead Snap ECG Leadwire |  |  | 6 Months |  | GE Healthcare > Marquette ApexPro CH | 0.3lb |  |  |  | https://www.cablesandsensors.com/cdn/shop/products/10452_grande.jpg?v=1594328685 | https://www.cablesandsensors.com/cdn/shop/products/LQB5-90P0-C1_grande.jpg?v=1594328685 | [28 empty] | Brand Name |  | Type | ECG | Size |  | Color | Gray | Material | TPU Jacket | Dimensions |  | For Use With |  | Patient Size | Adult/Pediatric | Latex-free | Yes | Sterile | No | Certifications | FDA, CE, ISO10993-1, 5, 10:2003E, TUV, RoHS Compliant | Connector Proximal | Snap | Number of Lead | 5 | Lead Cable Length | 3ft | Connector Distal | Multi-Link | Lead Cable Diameter | 2.6mm | [81 empty] | 1/Bag | Leadwire | ECG Leadwire | Snap ECG Leadwire |  | https://www.cablesandsensors.com/products/ge-healthcare-marquette-compatible-ecg-leadwire-414556-001?variant=32299770675275 |  |  |  |  | Vinutha | ok | Found | 75.56 | 34 | 11
SN503SN | Varex Imaging Americas Corp | 10464 |  |  |  | Cable | 80ft High Voltage Cable | [39 empty] | Brand Name |  | Type | High Voltage | Size |  | Color |  | Material |  | Dimensions |  | For Use With |  | Cable Length | 80ft | [97 empty] | 1 Pair | Cable | High Voltage Cable | [7 empty] | Vinutha | ok | Not Found | 94.74 | 18 | 1
SN447SN | LifeStream Water Systems | 10SAF |  |  |  | Assembly | 0.2Micron Air Filter Assembly For Medivators® MF01-0028 | [9 empty] | https://lifestreamsystemsinc.com/wp-content/uploads/2021/07/10SAF-web2.jpg | [29 empty] | Brand Name |  | Type | Air Filter | Size |  | Color |  | Material |  | Dimensions |  | For Use With | For Medivators® MF01-0028 | Pore Size | 0.2Micron | [97 empty] | 8/Pack | Assembly | Air Filter Assembly |  |  | https://lifestreamsystemsinc.com/product/mf01-0028-medivators/ |  |  |  |  | Vinutha | ok | Found | 78.26 | 18 | 5
SN534SN | Universal Medical Resources Inc (UMRI) | 11007403 |  |  |  | Kit | PHS End Cap Kit | [39 empty] | Brand Name |  | Type | PHS End Cap | Size |  | Color |  | Material |  | Dimensions |  | For Use With | [101 empty] | Kit | PHS End Cap Kit | [7 empty] | Vinutha | ok | Not Found | 100 | 16 | 0
SN461SN | Southwest Medical Resources | 21019674 |  |  |  | Scan Window Assembly | Scan Window Assembly For H2 Gantry | [39 empty] | Brand Name |  | Type |  | Size |  | Color |  | Material |  | Dimensions |  | For Use With | For H2 Gantry | [100 empty] | Scan Window Assembly | [8 empty] | Vinutha | ok | Not Found | 100 | 15 | 0
SN621SN | BBC Lighting & Supply | 2271727 |  |  |  | Bulb | Collimator Bulb | [39 empty] | Brand Name |  | Type | Collimator | Size |  | Color |  | Material |  | Dimensions |  | For Use With | [101 empty] | Bulb | Collimator Bulb | [7 empty] | Vinutha | ok | Not Found | 82.35 | 14 | 3
SN424SN | Southwest Medical Resources | 2275756 |  |  |  | Keyboard | Keyboard For North American Pc Ps/2 | [39 empty] | Brand Name |  | Type |  | Size |  | Color |  | Material |  | Dimensions |  | For Use With | For North American Pc Ps/2 | [100 empty] | Keyboard | [8 empty] | Vinutha | ok | Not Found | 81.25 | 13 | 3
SN470SN | Southwest Medical Resources | 2346948 |  |  |  | Filter/Frame | Center Filter/Frame For Millennium Data Acquisition System (MDAS) H16 | [39 empty] | Brand Name |  | Type | Center | Size |  | Color |  | Material |  | Dimensions |  | For Use With | For Millennium Data Acquisition System (MDAS) H16 | [100 empty] | Filter/Frame | Center Filter/Frame | [7 empty] | Vinutha | ok | Not Found | 100 | 17 | 0
SN450SN | Southwest Medical Resources | 2346949 |  |  |  | Filter/Frame | Right Filter/Frame For Millennium Data Acquisition System (MDAS) H16 | [39 empty] | Brand Name |  | Type | Right | Size |  | Color |  | Material |  | Dimensions |  | For Use With | For Millennium Data Acquisition System (MDAS) H16 | [100 empty] | Filter/Frame | Right Filter/Frame | [7 empty] | Vinutha | ok | Not Found | 100 | 17 | 0
SN610SN | Althea US | 2349603 |  |  |  | Replacement Part | Replacement Part | [39 empty] | Brand Name |  | Type |  | Size |  | Color |  | Material |  | Dimensions |  | For Use With | [101 empty] | Replacement Part | Replacement Part | [7 empty] | Vinutha | ok | Not Found | 93.33 | 14 | 1
SN485SN | Mac Medical Accessories & Cables | 25M85P |  |  |  | Cable | 0.9m Length 5 Lead TPU Jacket Reusable Snap IEC ECG Fixed Cable |  |  | 12 Months |  | Philips 43100A, 43110A, 43120A, 78352C, 78354C, 78834C842474 C3, Agilent, Agilent 50XM, CX50, Envisor HeartStart, | 0.64kg |  |  |  | https://www.macmedcable.com/cdn/shop/files/PhilipsReusableOnePieceECGFixedCable25M85P-I25M85P1.jpg?v=1696419788&width=713 | https://www.macmedcable.com/cdn/shop/files/PhilipsReusableOnePieceECGFixedCable25M85P-I25M85P2.jpg?v=1696419789&width=713 | https://www.macmedcable.com/cdn/shop/files/PhilipsReusableOnePieceECGFixedCable25M85P-I25M85P3.jpg?v=1696419788&width=713 | https://www.macmedcable.com/cdn/shop/files/PhilipsReusableOnePieceECGFixedCable25M85P-I25M85P4.jpg?v=1696419788&width=713 | [26 empty] | Brand Name |  | Type | IEC ECG Fixed | Size |  | Color | Gray | Material | TPU Jacket | Dimensions |  | For Use With |  | Number of Lead | 5 | Disposability | Reusable | Latex-free | Yes | Sterilized | No | Trunk Cable Diameter | 5mm | Lead wire Diameter | 2.6mm | Trunk Cable Length | 2.5m | Lead wire Length | 0.9m | Connector Proximal | Snap | [81 empty] | 1pcs/Bag | Cable | ECG Cable | ECG Fixed Cable |  | https://www.macmedcable.com/products/philips-reusable-one-piece-ecg-fixed-cable-25m85p-i-25m85p |  |  |  |  | Vinutha | ok | Found | 78.72 | 37 | 10
SN486SN | Mac Medical Accessories & Cables | 25M85S |  |  |  | Cable | 0.9m Length 5 Lead Molded Shielded TPU Jacket Reusable Snap ECG Fixed Cable |  |  | 12 Months |  | Philips 43100A, 43110A, 43120A, 78352C, 78354C, 78834C842474 C3, Agilent, Agilent 50XM, CX50, Envisor HeartStart, | 0.64kg |  |  |  | https://www.macmedcable.com/cdn/shop/files/PhilipsReusableOnePieceECGFixedCable25M85S.jpg?v=1696830278&width=713 | https://www.macmedcable.com/cdn/shop/files/PhilipsReusableOnePieceECGFixedCable25M85S1.jpg?v=1696830278&width=713 | https://www.macmedcable.com/cdn/shop/files/PhilipsReusableOnePieceECGFixedCable25M85S2.jpg?v=1696830278&width=713 | https://www.macmedcable.com/cdn/shop/files/PhilipsReusableOnePieceECGFixedCable25M85S4.jpg?v=1696830279&width=713 | [26 empty] | Brand Name |  | Type | Molded Shielded, ECG Fixed | Size |  | Color | Gray | Material | TPU Jacket | Dimensions |  | For Use With |  | Number of Lead | 5 | Disposability | Reusable | Latex-free | Yes | Sterilized | No | Trunk Cable Diameter | 5mm | Lead wire Diameter | 2.6mm | Trunk Cable Length | 2.5m | Lead wire Length | 0.9m | Connector Proximal | Snap | [81 empty] | 1pcs/Bag | Cable | Shielded Cable | Molded Cable |  | https://www.macmedcable.com/products/philips-reusable-one-piece-ecg-fixed-cable-25m85s?_pos=1&_sid=d30cb5146&_ss=r |  |  |  |  | Vinutha | ok | Found | 78.72 | 37 | 10
SN294SN | Legrand AV (C2G) | 28705 |  |  |  | Cable | 75ft Cat 5e Black Molded Shielded Twisted Pair (STP) Cable | [39 empty] | Brand Name |  | Type | Molded Shielded Twisted Pair (STP) | Size |  | Color | Black | Material |  | Dimensions |  | For Use With |  | Networking Compliant Standards | Cat 5e | [98 empty] | Cable | Molded Shielded Twisted Pair (STP) Cable | [7 empty] | Vinutha | ok | Not Found | 46.88 | 15 | 17
SN632SN | Althea US | 3002435 |  |  |  | Lens | Injector Head Armed Indicator Lens | [39 empty] | Brand Name |  | Type | Injector Head Armed Indicator | Size |  | Color |  | Material |  | Dimensions |  | For Use With | [101 empty] | Lens | Injector Head Armed Indicator Lens | [7 empty] | Vinutha | ok | Not Found | 100 | 16 | 0
SN619SN | Althea US | 3004864 |  |  |  | Switch Card | Switch Card | [39 empty] | Brand Name |  | Type |  | Size |  | Color |  | Material |  | Dimensions |  | For Use With | [101 empty] | Switch Card | Switch Card | [7 empty] | Vinutha | ok | Not Found | 93.33 | 14 | 1
SN587SN | Althea US | 3007247 |  |  |  | Interface PCB | Interface PCB | [39 empty] | Brand Name |  | Type |  | Size |  | Color |  | Material |  | Dimensions |  | For Use With | [101 empty] | Interface PCB | Interface PCB | [7 empty] | Vinutha | ok | Not Found | 100 | 15 | 0
SN633SN | Althea US | 3007790 |  |  |  | Cable | PRC To Interface Cable | [39 empty] | Brand Name |  | Type | PRC To Interface | Size |  | Color |  | Material |  | Dimensions |  | For Use With | [101 empty] | Cable | PRC To Interface Cable | [7 empty] | Vinutha | ok | Not Found | 100 | 16 | 0
SN609SN | Althea US | 3007801 |  |  |  | Replacement Part | Replacement Part | [39 empty] | Brand Name |  | Type |  | Size |  | Color |  | Material |  | Dimensions |  | For Use With | [101 empty] | Replacement Part | Replacement Part | [7 empty] | Vinutha | ok | Not Found | 93.33 | 14 | 1
SN593SN | Althea US | 3008110 |  |  |  | Assembly | Knuckle Assembly | [39 empty] | Brand Name |  | Type | Knuckle | Size |  | Color |  | Material |  | Dimensions |  | For Use With | [101 empty] | Assembly | Knuckle Assembly | [7 empty] | Vinutha | ok | Not Found | 100 | 16 | 0
SN643SN | Althea US | 3011959/ SO2395 |  |  |  | Rear Cover | Solaris EP Rear Cover | [39 empty] | Brand Name |  | Type | Solaris EP | Size |  | Color |  | Material |  | Dimensions |  | For Use With | [101 empty] | Rear Cover | Solaris EP Rear Cover | [7 empty] | Vinutha | ok | Not Found | 100 | 16 | 0
SN644SN | Althea US | 3012178/ SO2395 |  |  |  | Cover | Top Cover | [39 empty] | Brand Name |  | Type | Top | Size |  | Color |  | Material |  | Dimensions |  | For Use With | [101 empty] | Cover | Top Cover | [7 empty] | Vinutha | ok | Not Found | 100 | 16 | 0
SN624SN | Althea US | 3012520 / 59883597 / 83997095 / 094-101-U-1 |  |  |  | Assembly | Overmold Dual Power Cable Assembly | [39 empty] | Brand Name |  | Type | Overmold Dual Power Cable | Size |  | Color |  | Material |  | Dimensions |  | For Use With | [101 empty] | Assembly | Overmold Dual Power Cable Assembly | [7 empty] | Vinutha | ok | Not Found | 100 | 16 | 0
SN345SN | Tenacore LLC | 30900-24-5A |  |  |  | Leadwire Set | 61cm Length DIN Pinch Spacelabs Leadwire Set Aami 5l With ST | [39 empty] | Brand Name |  | Type | Spacelabs | Size |  | Color |  | Material |  | Dimensions |  | For Use With |  | Connector Distal | DIN Pinch | Length | 61cm | With | Aami 5l With ST | [93 empty] | 1/Set | Leadwire Set | Spacelabs Leadwire Set | [7 empty] | Vinutha | ok | Not Found | 65.38 | 17 | 9
SN307SN | Battery Store Inc (fka PortablePowerSystems) | 30B021E2 |  |  |  | Cable Kit | Cable Kit For Amx-4 Remote Test | [39 empty] | Brand Name |  | Type |  | Size |  | Color |  | Material |  | Dimensions |  | For Use With | For Amx-4 Remote Test | [100 empty] | Cable Kit | Amx-4 Remote Test Cable Kit | [7 empty] | Vinutha | ok | Not Found | 100 | 16 | 0
SN416SN | Universal Medical Resources Inc (UMRI) | 4341009 |  |  |  | Cover | Right Base Cover | [39 empty] | Brand Name |  | Type | Right Base | Size |  | Color |  | Material |  | Dimensions |  | For Use With | [101 empty] | Cover | Right Base Cover | [7 empty] | Vinutha | ok | Not Found | 100 | 16 | 0
SN516SN | Universal Medical Resources Inc (UMRI) | 4349721 |  |  |  | Cable Assembly | 10 Turn 10k Pot Cable Assembly | [39 empty] | Brand Name |  | Type |  | Size |  | Color |  | Material |  | Dimensions |  | For Use With |  | Resistance: 10K Ohms | 10k Pot | Number Of Turn | 10 Turn | [96 empty] | Assembly | Cable Assembly | [7 empty] | Vinutha | ok | Not Found | 94.74 | 18 | 1
SN612SN | Mouser Electronics | 4349721 |  |  |  | Replacement Part | Replacement Part | [39 empty] | Brand Name |  | Type |  | Size |  | Color |  | Material |  | Dimensions |  | For Use With | [101 empty] | Replacement Part | [8 empty] | Vinutha | ok | Not Found | 100 | 14 | 0
SN417SN | Universal Medical Resources Inc (UMRI) | 4353988 |  |  |  | SW Collimator | Clear SW Collimator | [39 empty] | Brand Name |  | Type |  | Size |  | Color | Clear | Material |  | Dimensions |  | For Use With | [101 empty] | Collimator | SW Collimator | [7 empty] | Vinutha | ok | Not Found | 100 | 16 | 0
SN415SN | Universal Medical Resources Inc (UMRI) | 4354143 |  |  |  | Collimator Seated | SW Micro Collimator Seated | [39 empty] | Brand Name |  | Type | SW Micro | Size |  | Color |  | Material |  | Dimensions |  | For Use With | [101 empty] | Collimator Seated | SW Micro Collimator Seated | [7 empty] | Vinutha | ok | Not Found | 100 | 16 | 0
SN505SN | Universal Medical Resources Inc (UMRI) | 4368846 |  |  |  | Touchpad | C-Frame Touchpad | [39 empty] | Brand Name |  | Type | C-Frame | Size |  | Color |  | Material |  | Dimensions |  | For Use With | [101 empty] | Touchpad | C-Frame Touchpad | [7 empty] | Vinutha | ok | Not Found | 100 | 16 | 0
SN375SN | Motion Industries | 46-208580P6 |  |  |  | Cam Flower | Cam Flower | [39 empty] | Brand Name |  | Type |  | Size |  | Color |  | Material |  | Dimensions |  | For Use With | [101 empty] | Cam Flower | [8 empty] | Vinutha | ok | Not Found | 100 | 14 | 0
SN418SN | Southwest Medical Resources | 46-258516P1 |  |  |  | Rod | Push Rod | [39 empty] | Brand Name |  | Type | Push | Size |  | Color |  | Material |  | Dimensions |  | For Use With | [101 empty] | Rod | Push Rod | [7 empty] | Vinutha | ok | Not Found | 100 | 16 | 0
SN517SN | inRayParts.com | 46270800G5 |  |  |  | Handswitch | Handswitch For Advantx Console Amx Portable X-Ray | [39 empty] | Brand Name |  | Type |  | Size |  | Color |  | Material |  | Dimensions |  | For Use With | For Advantx Console Amx Portable X-Ray | [100 empty] | Handswitch | Advantx Console Amx Portable X-Ray Handswitch | [7 empty] | Vinutha | ok | Not Found | 93.75 | 15 | 1
SN460SN | Southwest Medical Resources | 46-317758P17 |  |  |  | Squeeze Ball | Patent Alarm Squeeze Ball With Tubing | [39 empty] | Brand Name |  | Type | Patent Alarm | Size |  | Color |  | Material |  | Dimensions |  | For Use With |  | With | With Tubing | [98 empty] | Squeeze Ball | Patent Alarm Squeeze Ball | [7 empty] | Vinutha | ok | Not Found | 100 | 18 | 0
SN473SN | Universal Medical Resources Inc (UMRI) | 5210468 |  |  |  | Window Rail (H2) | Window Rail (H2) | [39 empty] | Brand Name |  | Type |  | Size |  | Color |  | Material |  | Dimensions |  | For Use With | [101 empty] | Window Rail (H2) | [8 empty] | Vinutha | ok | Not Found | 86.67 | 13 | 2
SN521SN | Universal Medical Resources Inc (UMRI) | 5238717 |  |  |  | Pad | PHS Pallet Pad | [39 empty] | Brand Name |  | Type | PHS Pallet | Size |  | Color |  | Material |  | Dimensions |  | For Use With | [101 empty] | Pad | PHS Pallet Pad | [7 empty] | Vinutha | ok | Not Found | 100 | 16 | 0
SN614SN | Engineering Services | 5335509 |  |  |  | Cable | 20ft Workstation Interconnect Cable | [39 empty] | Brand Name |  | Type | Workstation Interconnect | Size |  | Color |  | Material |  | Dimensions |  | For Use With |  | Length | 20ft | [98 empty] | Cable | Workstation Interconnect Cable | [7 empty] | Vinutha | ok | Not Found | 94.44 | 17 | 1
SN522SN | The Intuitive Biomedical Solution | 5371033FS |  |  |  | Lemo Receptacle | Lemo Receptacle | [39 empty] | Brand Name |  | Type |  | Size |  | Color |  | Material |  | Dimensions |  | For Use With | [101 empty] | Lemo Receptacle | [8 empty] | Vinutha | ok | Not Found | 100 | 14 | 0
SN500SN | BBC Lighting & Supply | 54264 |  |  |  | Bulb | 150W 24V AC 5000LM 3450K 300HR T3.5 Bulb | [39 empty] | Brand Name |  | Type |  | Size |  | Color |  | Material |  | Dimensions |  | For Use With |  | Voltage Rating | 24VAC | Power Rating | 150W | Lumens | 5000LM | Color Temperature | 3450K | Average Rated Life | 300HR | Shape | T3.5 | [88 empty] | Bulb | [8 empty] | Vinutha | ok | Not Found | 96.15 | 25 | 1
SN526SN | Block Imaging Parts & Service | 5694681-01 |  |  |  | Assembly | High Voltage Control Assembly For 9800 C-arm | [39 empty] | Brand Name |  | Type | High Voltage Control | Size |  | Color |  | Material |  | Dimensions |  | For Use With | For 9800 C-Arm | [100 empty] | Assembly | High Voltage Control Assembly |  |  | https://www.blockimaging.com/parts/5694681-01-oec-c-arm-high-voltage-cable |  |  |  |  | Vinutha | ok | Found | 70 | 14 | 6
SN497SN | Althea US | 59877473 |  |  |  | Cable | 50Ft Extension Head Cable | [39 empty] | Brand Name |  | Type | Extension Head | Size |  | Color |  | Material |  | Dimensions |  | For Use With |  | Length | 50Ft | [98 empty] | Cable | Extension Head Cable | [7 empty] | Vinutha | ok | Not Found | 88.89 | 16 | 2
SN603SN | Althea US | 59919044 |  |  |  | Battery | 5Ah 12V Lead Acid Battery | [39 empty] | Brand Name |  | Type | Lead Acid | Size |  | Color |  | Material |  | Dimensions |  | For Use With |  | Voltage Rating | 12V | Capacity | 5Ah | [96 empty] | Battery | Lead Acid Battery | [7 empty] | Vinutha | ok | Not Found | 95 | 19 | 1
SN558SN | R&D Batteries | 6453 |  |  |  | Battery Pack | 144V 22Ah Battery Pack | [39 empty] | Brand Name |  | Type |  | Size |  | Color |  | Material |  | Dimensions |  | For Use With |  | Voltage Rating | 144V | Capacity | 22Ah | [96 empty] | Battery Pack |  |  |  | https://revmedconnect.com/brand/r-d-batteries-inc?page=3&srsltid=AfmBOoq62mlNjP-2VNt5fc5vM0DCWqTyvY-mmvZPYT5oREzsAKsgi9cW |  |  |  |  | Vinutha | Check Once | Found | 42.86 | 15 | 20 | bar: Feature1
SN499SN | BBC Lighting & Supply | 67100201 |  |  |  | Bulb | 50W 22.8V Bulb | [39 empty] | Brand Name |  | Type |  | Size |  | Color |  | Material |  | Dimensions |  | For Use With |  | Voltage Rating | 22.8V | Power Rating | 50W | [96 empty] | Bulb | [8 empty] | Vinutha | ok | Not Found | 94.44 | 17 | 1
SN636SN | Althea US | 682-4812-480 |  |  |  | Combination Gear | Combination Gear For 48-12-48 Stellant | [39 empty] | Brand Name |  | Type |  | Size |  | Color |  | Material |  | Dimensions |  | For Use With | For 48-12-48 Stellant | [100 empty] | Combination Gear | Combination Gear | [7 empty] | Vinutha | ok | Not Found | 93.75 | 15 | 1
SN346SN | Tenacore LLC | 80900-30-5A |  |  |  | Leadwire Set | Snap Connectors 5 Lead Set | [39 empty] | Brand Name |  | Type |  | Size |  | Color |  | Material |  | Dimensions |  | For Use With |  | Number of Lead | 5 | Connector Proximal | Snap | [96 empty] | Lead Set | Snap Connectors Lead Set | [7 empty] | Vinutha | ok | Not Found | 94.74 | 18 | 1
SN586SN | Any Battery | 8107-INSERT |  |  |  | Battery Pack Assembly | Battery Pack Assembly For BEP Emergency Power Supply (Eps) | [39 empty] | Brand Name |  | Type |  | Size |  | Color |  | Material |  | Dimensions |  | For Use With | For BEP Emergency Power Supply (Eps) | [100 empty] | Battery Pack Assembly | BEP Emergency Power Supply (Eps) Battery Pack Assembly | [7 empty] | Vinutha | ok | Not Found | 36.36 | 12 | 21
SN506SN | German Electronics Company (GECO) | 8375545 |  |  |  | Bulb | Collimator Bulb | [39 empty] | Brand Name |  | Type | Collimator | Size |  | Color |  | Material |  | Dimensions |  | For Use With | [101 empty] | Bulb | Collimator Bulb | [7 empty] | Vinutha | ok | Not Found | 88.24 | 15 | 2
SN611SN | Althea US | 83863308 |  |  |  | Replacement Part | Replacement Part | [39 empty] | Brand Name |  | Type |  | Size |  | Color |  | Material |  | Dimensions |  | For Use With | [101 empty] | Replacement Part | Replacement Part | [7 empty] | Vinutha | ok | Not Found | 93.33 | 14 | 1
SN590SN | Althea US | 83867443 |  |  |  | Shaft Clip | Shaft Clip | [39 empty] | Brand Name |  | Type |  | Size |  | Color |  | Material |  | Dimensions |  | For Use With | [101 empty] | Shaft Clip | Shaft Clip | [7 empty] | Vinutha | ok | Not Found | 93.33 | 14 | 1
SN592SN | Althea US | 83867753 |  |  |  | Cover | Mark V Provis Head Bottom Cover | [39 empty] | Brand Name |  | Type | Mark V Provis Head Bottom | Size |  | Color |  | Material |  | Dimensions |  | For Use With | [101 empty] | Cover | Mark V Provis Head Bottom Cover | [7 empty] | Vinutha | ok | Not Found | 100 | 16 | 0
SN575SN | Althea US | 85310675 |  |  |  | Power Drive Card | Power Drive Card | [39 empty] | Brand Name |  | Type |  | Size |  | Color |  | Material |  | Dimensions |  | For Use With | [101 empty] | Power Drive Card | Power Drive Card | [7 empty] | Vinutha | ok | Not Found | 93.33 | 14 | 1
SN595SN | Cables and Sensors (Magnifico Healthcare) | AA590PN |  |  |  | ECG Cable | 5 Lead Safety AAMI Grabber ECG Cable | [39 empty] | Brand Name |  | Type | Safety AAMI | Size |  | Color |  | Material |  | Dimensions |  | For Use With |  | Number of Lead | 5 | Connector Proximal | Grabber | [96 empty] | Cable | ECG Cable | [7 empty] | Vinutha | ok | Not Found | 90.48 | 19 | 2
SN596SN | Cables and Sensors (Magnifico Healthcare) | AAB590SN |  |  |  | Cable | 29in AHA 5 Lead Cable For Philips/AAMI To Snap | [39 empty] | Brand Name |  | Type |  | Size |  | Color |  | Material |  | Dimensions |  | For Use With | For Philips/AAMI To Snap | Number of Lead | 5 | Color Coding | AHA | Length | 29in | [94 empty] | Cable | Lead Philips/AAMI To Snap Cable | [7 empty] | Vinutha | ok | Not Found | 91.3 | 21 | 2
SN369SN | Cables and Sensors (Magnifico Healthcare) | AD10-DB0 |  |  |  | Banana Adapter Set | Adult/Pediatric Banana Adapter Set |  |  | 6 Months |  | GE Healthcare > Marquette AM4, AM5, CAM 14 | 0.2lb |  |  |  | https://www.cablesandsensors.com/cdn/shop/products/AD10-DB0_grande.jpg?v=1571438549 | [29 empty] | Brand Name |  | Type |  | Size |  | Color |  | Material |  | Dimensions |  | For Use With |  | Patient Size | Adult/Pediatric | Latex-free | Yes | Sterile | No | Certifications | FDA, ISO10993-1, 5, 10:2003E, TUV, RoHS Compliant | Connector Proximal |  | Number of Lead | 10 | Lead Color Coding | AHA | [85 empty] | 10 or 14/Bag | Adapter Set | Banana Adapter Set | Adult/Pediatric Banana Adapter Set |  | https://www.cablesandsensors.com/products/banana-adapters-900178-001?variant=33805901960 |  |  |  |  | Vinutha | ok | Found | 70.27 | 26 | 11
SN412SN | Cables and Sensors (Magnifico Healthcare) | AD10-DW0 |  |  |  | Banana Adapter | Adult/Pediatric Banana Adapter With Tab |  |  | 6 Months |  | GE Healthcare > Marquette AM4, AM5, CAM 14 | 0.2lb |  |  |  | https://www.cablesandsensors.com/cdn/shop/products/AD10-DW0_grande.jpg?v=1571438549 | [29 empty] | Brand Name |  | Type |  | Size |  | Color |  | Material |  | Dimensions |  | For Use With |  | Patient Size | Adult/Pediatric | Latex-free | Yes | Sterile | No | Certifications | FDA, ISO10993-1, 5, 10:2003E, TUV, RoHS Compliant | Connector Proximal | With Tab | Number of Lead | 10 | Lead Color Coding | AHA | [85 empty] | 10 or 14/Bag | Adapter | Banana Adapter | Adult/Pediatric Banana Adapter |  | https://www.cablesandsensors.com/products/banana-adapters-900178-001?variant=33805918152 |  |  |  |  | Vinutha | ok | Found | 71.05 | 27 | 11
SN409SN | Cables and Sensors (Magnifico Healthcare) | AD14-DB0 |  |  |  | Banana Adapter | Adult/Pediatric Banana Adapter |  |  | 6 Months |  | GE Healthcare > Marquette AM4, AM5, CAM 14 | 0.2lb |  |  |  | https://www.cablesandsensors.com/cdn/shop/products/AD14-DB0_grande.jpg?v=1571438549 | [29 empty] | Brand Name |  | Type |  | Size |  | Color |  | Material |  | Dimensions |  | For Use With |  | Patient Size | Adult/Pediatric | Latex-free | Yes | Sterile | No | Certifications | FDA, ISO10993-1, 5, 10:2003E, TUV, RoHS Compliant | Connector Proximal |  | Number of Lead | 14 | [87 empty] | 10 or 14/Bag | Adapter | Banana Adapter | Adult/Pediatric Banana Adapter |  | https://www.cablesandsensors.com/products/banana-adapters-900178-001?variant=33805917064 |  |  |  |  | Vinutha | ok | Found | 68.57 | 24 | 11
SN430SN | Cables and Sensors (Magnifico Healthcare) | AD14-DW0 |  |  |  | Banana Adapter | Adult/Pediatric Banana Adapter With Tab |  |  | 6 Months |  | GE Healthcare > Marquette AM4, AM5, CAM 14 | 0.2lb |  |  |  | https://www.cablesandsensors.com/cdn/shop/products/AD14-DW0_grande.jpg?v=1571438549 | [29 empty] | Brand Name |  | Type |  | Size |  | Color |  | Material |  | Dimensions |  | For Use With |  | Patient Size | Adult/Pediatric | Latex-free | Yes | Sterile | No | Certifications | FDA, ISO10993-1, 5, 10:2003E, TUV, RoHS Compliant | Connector Proximal | With Tab | Number of Lead | 14 | [87 empty] | 10 or 14/Bag | Adapter | Banana Adapter | Adult/Pediatric Banana Adapter |  | https://www.cablesandsensors.com/products/banana-adapters-900178-001?variant=33805922120 |  |  |  |  | Vinutha | ok | Found | 69.44 | 25 | 11
SN428SN | Holden Battery Services | AMX120-22R |  |  |  | Battery Set | Battery Set For Amx Ii Portable X-Ray Systems | [39 empty] | Brand Name |  | Type |  | Size |  | Color |  | Material |  | Dimensions |  | For Use With | For Amx Ii | [100 empty] | Battery Set | [8 empty] | Vinutha | ok | Not Found | 93.75 | 15 | 1
SN637SN | Holden Battery Services | AMX4CSB1230TI |  |  |  | Battery Set | Lead Acid Battery Set | [39 empty] | Brand Name |  | Type | Lead Acid | Size |  | Color |  | Material |  | Dimensions |  | For Use With | [101 empty] | Battery Set | Lead Acid Battery Set | [7 empty] | Vinutha | ok | Not Found | 100 | 16 | 0
SN613SN | Holden Battery Services | AMX4HBS1226TI |  |  |  | Battery Set | Lead Acid Battery Set For Amx-4/Amx-4Plus Portable X-Ray Systems | [9 empty] | https://www.x-raybatteries.com/AMX4UB26A-2.jpg | http://www.x-raybatteries.com/InterfaceBd-RevB.jpg | [28 empty] | Brand Name |  | Type | Lead Acid | Size |  | Color |  | Material |  | Dimensions |  | For Use With | For Amx-4/Amx-4Plus Portable X-Ray Systems | [100 empty] | Battery Set | Lead Acid Battery Set |  | https://www.x-raybatteries.com/amx4.html | [5 empty] | Vinutha | ok | Found | 78.26 | 18 | 5
SN507SN | Holden Battery Services | AMX4HVH1226TI |  |  |  | Battery | 12V 26Ah/kg Hawker Battery | [39 empty] | Brand Name | Hawker | Type |  | Size |  | Color |  | Material |  | Dimensions |  | For Use With |  | Voltage Rating | 12V | Capacity | 26Ah/kg | [96 empty] | Battery | [8 empty] | Vinutha | ok | Not Found | 95 | 19 | 1
SN437SN | Cables and Sensors (Magnifico Healthcare) | C2340SCSM |  |  |  | ECG Cable | 3 Lead Adult/Pediatric Snap Direct-Connect ECG Cable |  |  | 6 Months |  | Siemens Acuson C256, Acuson CV70, Acuson X300, Acuson X700, SC 2000, SC 3000, Sirecust 300DU, Sirecust 610, Sirecust 630, Sirecust DU | 0.7lb |  |  |  | https://www.cablesandsensors.com/cdn/shop/products/C2340SCSM_grande.jpg?v=1571438558 | https://www.cablesandsensors.com/cdn/shop/products/C2340S0-C1_862f65a3-6e76-4f26-ab65-b2226578425e_grande.jpg?v=1571438558 | [28 empty] | Brand Name |  | Type | Direct-Connect | Size |  | Color | Gray | Material | TPU Jacket | Dimensions |  | For Use With |  | Patient Size | Adult/Pediatric | Latex-free | Yes | Sterile | No | Certifications | FDA, CE, ISO10993-1, 5, 10:2003E, TUV, RoHS Compliant | Connector Proximal | Snap | Number of Lead | 3 | Lead Cable Length | 11ft | Connector Distal | Round, 6-pin Connector, Keyed | Lead Color Coding | AHA | Lead Cable Diameter | 4mm | [79 empty] | 1/Bag | Cable | ECG Cable | Direct-Connect ECG Cable |  | https://www.cablesandsensors.com/products/siemens-compatible-direct-connect-ecg-cable-8253040?variant=33811501768 |  |  |  |  | Vinutha | ok | Found | 80.85 | 38 | 9
SN372SN | Cables and Sensors (Magnifico Healthcare) | C2382P0 |  |  |  | ECG Cable | 3 Lead Adult/Pediatric Pinch/Grabber Direct-Connect ECG Cable |  |  | 6 Months |  | GE Healthcare Logiq S8 Vet, Vivid e, Vivid i, Vivid q | 0.7lb |  |  |  | https://www.cablesandsensors.com/cdn/shop/products/C2382P0_grande.jpg?v=1571438520 | https://www.cablesandsensors.com/cdn/shop/products/C2382S0-C1_grande.jpg?v=1571438520 | [28 empty] | Brand Name |  | Type | Direct-Connect | Size |  | Color | Gray | Material | TPU Jacket | Dimensions |  | For Use With |  | Patient Size | Adult/Pediatric | Latex-free | Yes | Sterile | No | Certifications | FDA, CE, ISO10993-1, 5, 10:2003E, TUV, RoHS Compliant | Connector Proximal | Pinch/Grabber | Number of Lead | 3 | Lead Cable Length | 11ft | Connector Distal | 7-pin Lemo Connector | Lead Color Coding | AHA | Lead Cable Diameter | 2.6mm | [79 empty] | 1/Bag | Cable | ECG Cable | Pinch/Grabber ECG Cable |  | https://www.cablesandsensors.com/products/ge-healthcare-compatible-direct-connect-ecg-cable?variant=33805015752 |  |  |  |  | Vinutha | ok | Found | 80.85 | 38 | 9
SN363SN | Cables and Sensors (Magnifico Healthcare) | C2385S0 |  |  |  | ECG Cable | Adult 3 Lead Snap Direct-Connect ECG Cable |  |  | 6 Months |  | Philips 43100A, 43110A, 43120A, 78352C, 78354C, 78834C, 862474 C3, Agilent, Agilent 50XM, CX50, EPIQ, Efficia CM10 (863301), Efficia CM100 (863300), Efficia CM12 (863303), Efficia CM120 (863302), Efficia CM150 (863304), Envisor, Heartstart, IE33, IntelliVue, IntelliVue MP5, IntelliVue MX400, IntelliVue MX450, IntelliVue MX500, IntelliVue MX550, IntelliVue MX600, IntelliVue MX700, IntelliVue MX800, IntelliVue X3, M1001A, M1002A, M1165A, M1166A, M1167A, M1175A, M1177A, M1204A, M1205A, M1264A, M1275A Transport, M1276A, M1280A, M1722A, M1722B, M1723A, M1723B, M2, M2475B, M2601A, M3, M3000A, M3001A, M3046A M3, M4, M4735A, MMS X2, MP 20, MP 30, MP 50, MP 60, MP 70, SureSigns VM6, SureSigns VM8, V24E, VM4, VM6, VM8, Viridia, М3046А | 0.7lb |  |  |  | https://www.cablesandsensors.com/cdn/shop/products/C2385S0_grande.jpg?v=1571438518 | https://www.cablesandsensors.com/cdn/shop/products/C2385S0-C1_7e60ff04-058e-4fe7-967f-d4d6d0679ef9_grande.jpg?v=1571438518 | https://www.cablesandsensors.com/cdn/shop/products/C2385S0-C2_7db38418-7074-452b-94a1-c8bc20d59760_grande.jpg?v=1571438518 | [27 empty] | Brand Name |  | Type | Direct-Connect | Size |  | Color | Gray | Material | TPU Jacket | Dimensions |  | For Use With |  | Patient Size | Adult | Latex-free | Yes | Sterile | No | Certifications | FDA, CE, ISO10993-1, 5, 10:2003E, TUV, RoHS Compliant | Connector Proximal | Snap | Number of Lead | 3 | Lead Cable Length | 11ft | Connector Distal | Round, 12-pin Philips Connector | Lead Color Coding | AHA | Lead Cable Diameter | 2.6mm | Resistance | 1Kohm | [77 empty] | 1/Bag | Cable | ECG Cable | Direct-Connect ECG Cable |  | https://www.cablesandsensors.com/products/philips-compatible-direct-connect-ecg-cable-m1972a?variant=33804149320 |  |  |  |  | Vinutha | ok | Found | 82 | 41 | 9
SN436SN | Cables and Sensors (Magnifico Healthcare) | C2585DP0 |  |  |  | ECG Cable | 5 Lead Pinch/Grabber Disposable Direct-Connect ECG Cable |  |  |  |  | Philips M3001A | 0.7lb |  |  |  | https://www.cablesandsensors.com/cdn/shop/products/C2585DP0_grande.jpg?v=1571438519 | https://www.cablesandsensors.com/cdn/shop/products/C2385DP0-C1_grande.jpg?v=1571438519 | https://www.cablesandsensors.com/cdn/shop/products/C2385DP0-C2_grande.jpg?v=1571438519 | [27 empty] | Brand Name |  | Type | Direct-Connect | Size |  | Color | Gray | Material | TPU Jacket | Dimensions |  | For Use With |  | Patient Size | Adult | Latex-free | Yes | Sterile | No | Certifications | FDA, CE, ISO10993-1, 5, 10:2003E, TUV, RoHS Compliant | Connector Proximal | Pinch/Grabber | Number of Lead | 5 | Lead Cable Length | 11 ft | Connector Distal | Round, 12-pin Philips Connector, Keyed | Disposability | Disposable | Lead Color Coding | AHA | Resistance | 1Kohm | [77 empty] | 1/Bag | Cable | ECG Cable | Adult ECG Cable |  | https://www.cablesandsensors.com/products/philips-compatible-disposable-direct-connect-ecg-cable?variant=33805004936 |  |  |  |  | Vinutha | ok | Found | 79.59 | 39 | 10
SN365SN | Cables and Sensors (Magnifico Healthcare) | C2585P0 |  |  |  | ECG Cable | 5 Lead Pinch/Grabber Direct-Connect ECG Cable |  |  | 6 Months |  | Philips 43100A, 43110A, 43120A, 78352C, 78354C, 78834C, 862474 C3, Agilent, Agilent 50XM, CX50, EPIQ, Efficia CM10 (863301), Efficia CM100 (863300), Efficia CM12 (863303), Efficia CM120 (863302), Efficia CM150 (863304), Envisor, Heartstart, IE33, IntelliVue, IntelliVue MP5, IntelliVue MX400, IntelliVue MX450, IntelliVue MX500, IntelliVue MX550, IntelliVue MX600, IntelliVue MX700, IntelliVue MX800, IntelliVue X3, M1001A, M1002A, M1165A, M1166A, M1167A, M1175A, M1177A, M1204A, M1205A, M1264A, M1275A Transport, M1276A, M1280A, M1722A, M1722B, M1723A, M1723B, M2, M2475B, M2601A, M3, M3000A, M3001A, M3046A M3, M4, M4735A, MMS X2, MP 20, MP 30, MP 50, MP 60, MP 70, SureSigns VM6, SureSigns VM8, V24E, VM4, VM6, VM8, Viridia, М3046А | 0.7lb |  |  |  | https://www.cablesandsensors.com/cdn/shop/products/C2585P0_grande.jpg?v=1571438518 | https://www.cablesandsensors.com/cdn/shop/products/C2385S0-C1_7e60ff04-058e-4fe7-967f-d4d6d0679ef9_grande.jpg?v=1571438518 | https://www.cablesandsensors.com/cdn/shop/products/C2385S0-C2_7db38418-7074-452b-94a1-c8bc20d59760_grande.jpg?v=1571438518 | [27 empty] | Brand Name |  | Type | Direct-Connect | Size |  | Color | Gray | Material | TPU Jacket | Dimensions |  | For Use With |  | Patient Size | Adult/Pediatric | Latex-free | Yes | Sterile | No | Certifications | FDA, CE, ISO10993-1, 5, 10:2003E, TUV, RoHS Compliant | Connector Proximal | Pinch/Grabber | Number of Lead | 5 | Lead Cable Length | 11 ft | Connector Distal | Round, 12-pin Philips Connector | Lead Color Coding | AHA | Lead Cable Diameter | 2.6mm | Resistance | 1Kohm | [77 empty] | 1/Bag | Cable | ECG Cable | Direct-Connect ECG Cable |  | https://www.cablesandsensors.com/products/philips-compatible-direct-connect-ecg-cable-m1972a?variant=33804154696 |  |  |  |  | Vinutha | ok | Found | 80 | 40 | 10
SN364SN | Cables and Sensors (Magnifico Healthcare) | C2585S0 |  |  |  | ECG Cable | 5 Lead Snap Direct-Connect ECG Cable |  |  | 6 Months |  | Philips 43100A, 43110A, 43120A, 78352C, 78354C, 78834C, 862474 C3, Agilent, Agilent 50XM, CX50, EPIQ, Efficia CM10 (863301), Efficia CM100 (863300), Efficia CM12 (863303), Efficia CM120 (863302), Efficia CM150 (863304), Envisor, Heartstart, IE33, IntelliVue, IntelliVue MP5, IntelliVue MX400, IntelliVue MX450, IntelliVue MX500, IntelliVue MX550, IntelliVue MX600, IntelliVue MX700, IntelliVue MX800, IntelliVue X3, M1001A, M1002A, M1165A, M1166A, M1167A, M1175A, M1177A, M1204A, M1205A, M1264A, M1275A Transport, M1276A, M1280A, M1722A, M1722B, M1723A, M1723B, M2, M2475B, M2601A, M3, M3000A, M3001A, M3046A M3, M4, M4735A, MMS X2, MP 20, MP 30, MP 50, MP 60, MP 70, SureSigns VM6, SureSigns VM8, V24E, VM4, VM6, VM8, Viridia, М3046А | 0.7lb |  |  |  | https://www.cablesandsensors.com/cdn/shop/products/C2585S0_grande.jpg?v=1571438518 | https://www.cablesandsensors.com/cdn/shop/products/C2385S0-C1_7e60ff04-058e-4fe7-967f-d4d6d0679ef9_grande.jpg?v=1571438518 | https://www.cablesandsensors.com/cdn/shop/products/C2385S0-C2_7db38418-7074-452b-94a1-c8bc20d59760_grande.jpg?v=1571438518 | [27 empty] | Brand Name |  | Type | Direct-Connect | Size |  | Color | Gray | Material | TPU Jacket | Dimensions |  | For Use With |  | Patient Size | Adult/Pediatric | Latex-free | Yes | Sterile | No | Certifications | FDA, CE, ISO10993-1, 5, 10:2003E, TUV, RoHS Compliant | Connector Proximal | Snap | Number of Lead | 5 | Cable Length | 11 ft | Connector Distal | Round, 12-pin Philips Connector | Lead Color Coding | AHA | Lead Cable Diameter | 2.6mm | Resistance | 1Kohm | [77 empty] | 1/Bag | Cable | ECG Cable | Adult ECG Cable |  | https://www.cablesandsensors.com/products/philips-compatible-direct-connect-ecg-cable-m1972a?variant=33804153992 |  |  |  |  | Vinutha | ok | Found | 82 | 41 | 9
SN598SN | Tenacore LLC | CAB-40826-TE |  | Philips |  | Leadwire Set | Grabbers Direct-Connect 3 Lead Cable ECG Lead Set | [9 empty] | https://tenacore.com/cdn/shop/products/PhilipsCompatibleOnePieceECGCables_CAB-40826-TE.png?v=1666143492&width=1920 | [29 empty] | Brand Name |  | Type | Direct-Connect | Size |  | Color |  | Material |  | Dimensions |  | For Use With | For ECG Lead Set | Number of Lead | 3 | Connector Proximal | Grabbers | [96 empty] | Cable | Direct-Connect Cable |  | https://tenacore.com/products/cab-40826-te?_pos=1&_sid=f98894357&_ss=r | [5 empty] | Vinutha | ok | Found | 87.5 | 21 | 3
SN629SN | Tenacore LLC | CAB-90430-TE |  |  |  | ECG Cable | ECG Cable For 1.3m GE CAM 14 Acquisition Module | [39 empty] | Brand Name |  | Type |  | Size |  | Color |  | Material |  | Dimensions |  | For Use With | For 1.3m GE CAM 14 Acquisition Module | [100 empty] | Cable | ECG Cable |  | https://tenacore.com/products/ge-cam-14-cardiology-patient-cable-replacement-1-3m-ge-cam-14-acquisition-module-compatible-coiled?_pos=1&_sid=0ba477494&_ss=r | [5 empty] | Vinutha | ok | Found | 73.68 | 14 | 5
SN527SN | Universal Medical Resources Inc (UMRI) | CBL001531 |  |  |  | Bypass Cable | IPS Pressure Sensitive Device Bypass Cable | [39 empty] | Brand Name |  | Type | IPS Pressure Sensitive Device | Size |  | Color |  | Material |  | Dimensions |  | For Use With | [101 empty] | Bypass Cable | IPS Pressure Sensitive Device Bypass Cable | [7 empty] | Vinutha | ok | Not Found | 100 | 16 | 0
SN474SN | Universal Medical Resources Inc (UMRI) | CBL001531-02 |  |  |  | Bypass Cable | IPS Pressure Sensitive Device Bypass Cable | [39 empty] | Brand Name |  | Type | IPS Pressure Sensitive Device | Size |  | Color |  | Material |  | Dimensions |  | For Use With | [101 empty] | Bypass Cable | IPS Pressure Sensitive Device Bypass Cable | [7 empty] | Vinutha | ok | Not Found | 100 | 16 | 0
SN299SN | Integrity Biomedical Services | D3-90PA |  |  |  | Leadwire Set | 46cm 3 Lead AAMI DIN Pinch Spacelabs Leadwire Set With ST | [39 empty] | Brand Name |  | Type |  | Size |  | Color |  | Material |  | Dimensions |  | For Use With |  | Connector Type | DIN Pinch | Cable Length | 46cm | Number Of Lead | 3 | Color Coding | AAMI | With | ST | [89 empty] | 1/Set | Leadwire Set | Spacelabs Leadwire Set | [7 empty] | Vinutha | ok | Not Found | 96.15 | 25 | 1
SN300SN | Integrity Biomedical Services | D3-90SA |  |  |  | Leadwire Set | 46cm 3 Lead Snap AAMI DIN Pinch ECG Spacelabs Leadwire Set With ST | [9 empty] | https://integritybiomed.com/wp-content/uploads/2022/07/3LeadSnap_D3-90SA.jpg | [29 empty] | Brand Name |  | Type | Unshielded. Snap | Size |  | Color |  | Material |  | Dimensions |  | For Use With |  | Connector Type | DIN Pinch | Cable Length | 46cm | Number Of Lead | 3 | Color Coding | AAMI | With | ST | Disposability | Reusable | [87 empty] | 1/Set | Leadwire Set | Spacelabs Leadwire Set |  |  | https://integritybiomed.com/spacelabs-accessories/ |  |  |  |  | Vinutha | ok | Found | 90.62 | 29 | 3
SN301SN | Integrity Biomedical Services | D5-90PA |  |  |  | Leadwire Set | 46cm 5 Lead AAMI DIN Pinch Spacelabs Leadwire Set With ST | [39 empty] | Brand Name |  | Type |  | Size |  | Color |  | Material |  | Dimensions |  | For Use With |  | Connector Type | DIN Pinch | Cable Length | 46cm | Number Of Lead | 5 | Color Coding | AAMI | With | ST | [89 empty] | 1/Set | Leadwire Set | Spacelabs Leadwire Set | [7 empty] | Vinutha | ok | Not Found | 96.15 | 25 | 1
SN484SN | Mac Medical Accessories & Cables | D5M-90S |  |  |  | Leadwire Set | 0.9m Length 5 Lead Reusable Snap DIN Style ECG Leadwire Set |  |  | 12 Months |  |  | 0.54kg |  |  |  | https://www.macmedcable.com/cdn/shop/files/DINStyleReusableECGLeadWiresD5M-90S.jpg?v=1696862905&width=713 | https://www.macmedcable.com/cdn/shop/files/DINStyleReusableECGLeadWiresD5M-90S1.jpg?v=1696862905&width=713 | https://www.macmedcable.com/cdn/shop/files/DINStyleReusableECGLeadWiresD5M-90S2.jpg?v=1696862905&width=713 | [27 empty] | Brand Name |  | Type | ECG | Size |  | Color | Gray | Material | TPU Jacket | Dimensions |  | For Use With |  | Number of Lead | 5 | Disposability | Reusable | Latex-free | Yes | Sterilized | No | Lead wire Diameter | 2.6mm | Lead wire Length | 0.9m | Connector Proximal | Snap | Connector Distal | DIN Style | [83 empty] | 1pcs/Bag | Leadwire Set | Snap Leadwire Set |  |  | https://www.macmedcable.com/products/din-style-reusable-ecg-leadwires-d5m-90s?_pos=1&_sid=a86e83397&_ss=r |  |  |  |  | Vinutha | Part Number Update | Found | 76.19 | 32 | 10
SN361SN | Cables and Sensors (Magnifico Healthcare) | ECAM-GE14-S0 |  |  |  | Cable | Patient Cable 4.5ft EKG Trunk Cable |  |  | 6 Months |  | GE Healthcare > Marquette CAM 14, CASE, MAC 5000, MAC 5500, MAC 5500 HD | 0.7lb |  |  |  | https://www.cablesandsensors.com/cdn/shop/products/ECAM-GE14-S0_grande.jpg?v=1571438548 | https://www.cablesandsensors.com/cdn/shop/products/ECAM-GE14-S0-C2_grande.jpg?v=1571438548 | https://www.cablesandsensors.com/cdn/shop/products/ECAM-GE14-S0-C1_grande.jpg?v=1571438548 | [27 empty] | Brand Name |  | Type | Patient EKG Trunk | Size |  | Color | Gray | Material | TPU Jacket | Dimensions |  | For Use With |  | Patient Size | Adult | Latex-free | Yes | Sterile | No | Certifications | FDA, CE, ISO10993-1, 5, 10:2003E, TUV, RoHS Compliant | Connector Proximal | 9-Pin Lemo Connector | Number of Lead |  | Cable Length | 4.5ft | Connector Distal | Flat, 4-pin Connector | Lead Cable Diameter | 4 mm | [81 empty] | 1/Bag | Cable | Trunk Cable | EKG Trunk Cable |  | https://www.cablesandsensors.com/products/ge-healthcare-marquette-compatible-ekg-trunk-cable-2016560-001?variant=33805759048 |  |  |  |  | Vinutha | ok | Found | 77.78 | 35 | 10
SN563SN | Global Med Cables | ECGL-16335P-PH |  |  |  | Leadwire | 5 Lead Grabber ECG Leadwire For Philips Monitor | [39 empty] | Brand Name |  | Type | ECG | Size |  | Color |  | Material |  | Dimensions |  | For Use With | For Philips | Number of Lead | 5 | Connector Proximal | Grabber | [96 empty] | Leadwire | Grabber ECG Leadwire | [7 empty] | Vinutha | ok | Not Found | 90.48 | 19 | 2
SN564SN | Global Med Cables | ECGT-15005L-PH |  |  |  | Cable | 5 Lead ECG Trunk Cable For Philips Monitor | [39 empty] | Brand Name |  | Type | ECG Trunk | Size |  | Color |  | Material |  | Dimensions |  | For Use With | For Philips | Number of Lead | 5 | [98 empty] | Cable | ECG Trunk Cable | [7 empty] | Vinutha | ok | Not Found | 89.47 | 17 | 2
SN488SN | Global Med Cables | ECGT-30013L-PH |  |  |  | Cable | AAMI/IEC 2.7m 3 Lead ECG Trunk Cable | [39 empty] | Brand Name |  | Type | ECG Trunk | Size |  | Color |  | Material |  | Dimensions |  | For Use With |  | Number of Lead | 3 | Cable Length | 2.7m | Color Coding | AAMI/IEC | [94 empty] | Cable | ECG Trunk Cable | [7 empty] | Vinutha | ok | Not Found | 95.45 | 21 | 1
SN438SN | Cables and Sensors (Magnifico Healthcare) | F1882D0 |  |  |  | NIBP Cuff | Infant Dual Tube Hose 8 to 13cm Reusable NIBP Cuff | [5 empty] | 0.7lb |  |  |  | https://www.cablesandsensors.com/cdn/shop/products/F1882D0-UM_grande.jpg?v=1677024695 | [29 empty] | Brand Name |  | Type |  | Size |  | Color | Gray | Material |  | Dimensions |  | For Use With |  | Patient Size | Infant | Latex-free | Yes | Sterile | No | Bladder Cuff Range | 10 to 19cm | Cuff Length | 27cm | Hose Inner Diameter | 4mm | Hose Outer Diameter | 8mm | Hose Length | 1ft | Disposability | Reusable | Hose Type | Dual Tube | [79 empty] | 1/Bag | NIBP Cuff | Reusable NIBP Cuff | Infant Dual Tube NIBP Cuff |  | https://www.cablesandsensors.com/products/reusable-nibp-cuff?variant=33805996232 |  |  |  |  | Vinutha | ok | Found | 83.33 | 35 | 7
SN512SN | Cables and Sensors (Magnifico Healthcare) | F1883D0 |  |  |  | NIBP Cuff | Neonate Dual Tube Hose 6 to 11cm Reusable NIBP Cuff | [5 empty] | 0.7lb |  |  |  | https://www.cablesandsensors.com/cdn/shop/products/F1883D0-OT_grande.jpg?v=1677025190 | [29 empty] | Brand Name |  | Type |  | Size |  | Color | Blue | Material |  | Dimensions |  | For Use With |  | Patient Size | Neonate | Latex-free | Yes | Sterile | No | Bladder Cuff Range | 6 to 11cm | Cuff Length | 20cm | Hose Inner Diameter | 4mm | Hose Outer Diameter | 8mm | Hose Length | 1ft | Disposability | Reusable | Hose Type | Dual Tube | [79 empty] | 1/Bag | NIBP Cuff | Reusable NIBP Cuff | Neonate NIBP Cuff |  | https://www.cablesandsensors.com/products/reusable-nibp-cuff?variant=33806000200 |  |  |  |  | Vinutha | ok | Found | 83.33 | 35 | 7
SN303SN | Mercury Medical | FCZDC4902D |  |  |  | BP Cuff | Dual Tube Screw Connectors Infant BP Cuff | [39 empty] | Brand Name |  | Type | Dual Tube | Size |  | Color |  | Material |  | Dimensions |  | For Use With |  | Usage Age | Infant | Connector Type | Screw | [96 empty] | BP Cuff | Dual Tube BP Cuff | Infant BP Cuff | [6 empty] | Vinutha | ok | Not Found | 100 | 21 | 0
SN304SN | Mercury Medical | FCZDC4902MQF |  |  |  | BP Cuff | Dual Tube Subminiature Connectors Infant BP Cuff | [39 empty] | Brand Name |  | Type | Dual Tube | Size |  | Color |  | Material |  | Dimensions |  | For Use With |  | Usage Age | Infant | Connector Type | Subminiature | [96 empty] | BP Cuff | Dual Tube BP Cuff | Infant BP Cuff | [6 empty] | Vinutha | ok | Not Found | 100 | 21 | 0
SN305SN | Mercury Medical | FCZDC4902MQMF |  |  |  | BP Cuff | Dual Tube Infant BP Cuff | [39 empty] | Brand Name |  | Type | Dual Tube | Size |  | Color |  | Material |  | Dimensions |  | For Use With |  | Usage Age | Infant | [98 empty] | BP Cuff | Dual Tube BP Cuff | Infant BP Cuff | [6 empty] | Vinutha | ok | Not Found | 100 | 19 | 0
SN306SN | Parker Medical | H1147P05 |  |  |  | Cable | 16mm Dia 14ft Length 83-Pin GE 45 High Voltage Cable | [39 empty] | Brand Name |  | Type | High Voltage | Size |  | Color |  | Material |  | Dimensions |  | For Use With |  | Diameter | 16mm | Length | 14ft | Connector Type | 83-Pin GE 45 Standard | [94 empty] | Cable | High Voltage Cable | [7 empty] | Vinutha | ok | Not Found | 95.45 | 21 | 1
SN478SN | Parker Medical | H1318 |  |  |  | Cable/Control Harness | High Voltage Cable/Control Harness For GE OEC 6800 Mini C-arm System | [39 empty] | Brand Name |  | Type | High Voltage | Size |  | Color |  | Material |  | Dimensions |  | For Use With | For GE OEC 6800 Mini C-arm System | [100 empty] | Cable/Control Harness | High Voltage Cable/Control Harness | [7 empty] | Vinutha | ok | Not Found | 100 | 17 | 0
SN477SN | Parker Medical | H2354P05 |  |  |  | Cable | 30ft Interconnect Cable For GE OEC 9800 C-Arm | [39 empty] | Brand Name |  | Type | Interconnect | Size |  | Color |  | Material |  | Dimensions |  | For Use With | For GE OEC 9800 C-Arm | Length | 30ft | [98 empty] | Cable | Interconnect Cable | [7 empty] | Vinutha | ok | Not Found | 94.74 | 18 | 1
SN476SN | Parker Medical | H2354P06 |  |  |  | Cable | 40ft Interconnect Cable For GE OEC 9800 C-Arm | [39 empty] | Brand Name |  | Type | Interconnect | Size |  | Color |  | Material |  | Dimensions |  | For Use With | For GE OEC 9800 C-Arm | Length | 40ft | [98 empty] | Cable | Interconnect Cable | [7 empty] | Vinutha | ok | Not Found | 94.74 | 18 | 1
SN472SN | Parker Medical | H2390P02 |  |  |  | Cable | 40ft Interconnect Cable For GE OEC 9900 C-Arm | [39 empty] | Brand Name |  | Type | Interconnect | Size |  | Color |  | Material |  | Dimensions |  | For Use With | For GE OEC 9900 C-Arm | Length | 30ft | [98 empty] | Cable | Interconnect Cable | [7 empty] | Vinutha | ok | Not Found | 94.74 | 18 | 1
SN435SN | Parker Medical | H2521P02 |  |  |  | Cable/Control Harness | High Voltage Cable/Control Harness For GE OEC 9900 Super-C System | [39 empty] | Brand Name |  | Type |  | Size |  | Color |  | Material |  | Dimensions |  | For Use With | For GE OEC 9900 Super-C System | [100 empty] | Cable/Control Harness | High Voltage Cable/Control Harness | [7 empty] | Vinutha | ok | Not Found | 100 | 16 | 0
SN458SN | Holden Battery Services | HBS-9600/9800-A |  |  |  | Battery Set | C-arm Battery Set | [39 empty] | Brand Name |  | Type | C-arm | Size |  | Color |  | Material |  | Dimensions |  | For Use With | [100 empty] | 2 Pieces | Battery Set | C-arm Battery Set | [7 empty] | Vinutha | ok | Not Found | 82.35 | 14 | 3
SN429SN | Holden Battery Services | HBS-9600/9800-B |  |  |  | Battery Set | 12V 2.9Ah Sealed Lead Acid Battery Set | [9 empty] | https://www.x-raybatteries.com/OEC-9600-9800.jpg | [29 empty] | Brand Name |  | Type | Sealed Lead Acid | Size |  | Color |  | Material |  | Dimensions |  | For Use With |  | Voltage Rating | 12V | Capacity | 2.9Ah | [96 empty] | Battery Set | Sealed Lead Acid Battery Set |  | https://www.x-raybatteries.com/oec9600.html | [5 empty] | Vinutha | ok | Found | 66.67 | 16 | 8 | bar: Feature1
SN411SN | Holden Battery Services | HBS-BLAST |  |  |  | Battery Load Fixture | Battery Load Fixture | [39 empty] | Brand Name |  | Type |  | Size |  | Color |  | Material |  | Dimensions |  | For Use With | [101 empty] | Battery Load Fixture | [8 empty] | Vinutha | ok | Not Found | 100 | 14 | 0
SN413SN | Cables and Sensors (Magnifico Healthcare) | L3-90P0 |  |  |  | Leadwire | Adult/Pediatric 3 Lead Pinch/Grabber DIN Style ECG Leadwire |  |  | 6 Months |  | Philips M3921A A1, M3923A A1, M3925A A1, M3927A A3, M3929A A3, iE33 xMatrix Ultrasound CX50 | 0.3lb |  |  |  | https://www.cablesandsensors.com/cdn/shop/products/L3-90P0_grande.jpg?v=1571438515 | https://www.cablesandsensors.com/cdn/shop/products/L3-90S0-C1_grande.jpg?v=1571438515 | [28 empty] | Brand Name |  | Type | ECG | Size |  | Color | Gray | Material | TPU Jacket | Dimensions |  | For Use With |  | Patient Size | Adult/Pediatric | Latex-free | Yes | Sterile | No | Certifications | FDA, CE, ISO10993-1, 5, 10:2003E, TUV, RoHS Compliant | Connector Proximal | Pinch/Grabber | Number of Lead | 3 | Lead Cable Length | 3ft | Connector Distal | DIN-Style | Lead Color Coding | AHA | Lead Cable Diameter | 2.6mm | [79 empty] | 1/Bag | Leadwire | ECG Leadwire | DIN Style ECG Leadwire |  | https://www.cablesandsensors.com/products/din-style-compatible-ecg-leadwire?variant=33803798152 |  |  |  |  | Vinutha | ok | Found | 78.72 | 37 | 10
SN439SN | Cables and Sensors (Magnifico Healthcare) | L3-90S0 |  |  |  | Leadwire | 3 Lead Snap DIN Style ECG Leadwire |  |  | 6 Months |  | Philips M3921A A1, M3923A A1, M3925A A1, M3927A A3, M3929A A3, iE33 xMatrix Ultrasound CX50 | 0.3lb |  |  |  | https://www.cablesandsensors.com/cdn/shop/products/L3-90S0_grande.jpg?v=1571438515 | https://www.cablesandsensors.com/cdn/shop/products/L3-90S0-C1_grande.jpg?v=1571438515 | [28 empty] | Brand Name |  | Type | ECG | Size |  | Color | Gray | Material | TPU Jacket | Dimensions |  | For Use With |  | Patient Size | Adult/Pediatric | Latex-free | Yes | Sterile | No | Certifications | FDA, CE, ISO10993-1, 5, 10:2003E, TUV, RoHS Compliant | Connector Proximal | Snap | Number of Lead | 3 | Lead Cable Length | 3ft | Connector Distal | DIN-Style | Lead Color Coding | AHA | Lead Cable Diameter | 2.6mm | [79 empty] | 1/Bag | Leadwire | ECG Leadwire | DIN Style ECG Leadwire |  | https://www.cablesandsensors.com/products/din-style-compatible-ecg-leadwire?variant=33803794312 |  |  |  |  | Vinutha | ok | Found | 78.72 | 37 | 10
SN442SN | Cables and Sensors (Magnifico Healthcare) | L5-90P0 |  |  |  | Leadwire | Adult/Pediatric 5 Lead Pinch/Grabber DIN Style ECG Leadwire |  |  | 6 Months |  | Philips M3921A A1, M3923A A1, M3925A A1, M3927A A3, M3929A A3, iE33 xMatrix Ultrasound CX50 | 0.3lb |  |  |  | https://www.cablesandsensors.com/cdn/shop/products/L5-90P0_grande.jpg?v=1571438515 | https://www.cablesandsensors.com/cdn/shop/products/L3-90S0-C1_grande.jpg?v=1571438515 | [28 empty] | Brand Name |  | Type | ECG | Size |  | Color | Gray | Material | TPU Jacket | Dimensions |  | For Use With |  | Patient Size | Adult/Pediatric | Latex-free | Yes | Sterile | No | Certifications | FDA, CE, ISO10993-1, 5, 10:2003E, TUV, RoHS Compliant | Connector Proximal | Pinch/Grabber | Number of Lead | 5 | Lead Cable Length | 3ft | Connector Distal | DIN-Style | Lead Color Coding | AHA | Lead Cable Diameter | 2.6mm | [79 empty] | 1/Bag | Leadwire | ECG Leadwire | DIN Style ECG Leadwire |  | https://www.cablesandsensors.com/products/din-style-compatible-ecg-leadwire?variant=33803805256 |  |  |  |  | Vinutha | ok | Found | 78.72 | 37 | 10
SN420SN | Cables and Sensors (Magnifico Healthcare) | L5-90S0 |  |  |  | Leadwire | Snap DIN Style ECG Leadwire |  |  | 6 Months |  | Philips M3921A A1, M3923A A1, M3925A A1, M3927A A3, M3929A A3, iE33 xMatrix Ultrasound CX50 | 0.3lb |  |  |  | https://www.cablesandsensors.com/cdn/shop/products/L5-90S0_grande.jpg?v=1571438515 | https://www.cablesandsensors.com/cdn/shop/products/L3-90S0-C1_grande.jpg?v=1571438515 | [28 empty] | Brand Name |  | Type | ECG | Size |  | Color | Gray | Material | TPU Jacket | Dimensions |  | For Use With |  | Patient Size | Adult/Pediatric | Latex-free | Yes | Sterile | No | Certifications | FDA, CE, ISO10993-1, 5, 10:2003E, TUV, RoHS Compliant | Connector Proximal | Snap | Number of Lead | 5 | Lead Cable Length | 3ft | Connector Distal | DIN-Style | Lead Color Coding | AHA | Lead Cable Diameter | 2.6mm | [79 empty] | 1/Bag | Leadwire | ECG Leadwire | DIN Style ECG Leadwire |  | https://www.cablesandsensors.com/products/din-style-compatible-ecg-leadwire?variant=33803804040 |  |  |  |  | Vinutha | ok | Found | 78.72 | 37 | 10
SN354SN | Cables and Sensors (Magnifico Healthcare) | LAB3-90P0 |  |  |  | Leadwire | Twin Pin 3 Lead Pinch/Grabber ECG Leadwire |  |  | 6 Months |  | Philips 43100A, 43110A, 43120A, 78352C, 78354A/C, 78354C, 78834A/B/C, 78834C, 862472, 862473, 862474, 862474 C3, 862475, 862478, 862479, 863064, 863065, 863066, 863068, Agilent, Agilent 50XM, C Series, C3, CX50, CodeMaster XL+, Codemaster XL, Envisor, HD11, HD11XE, HD15, HeartStart MRx, HeartStart XL, Heartstart, Heartstream, IE33, IntelliVue, IntelliVue MX800, M1001A, M1001B, M1002A, M1002B, M1165A, M1166A, M1167A, M1175A, M1177A, M1204A, M1205A, M1264A, M1275A Transport, M1276A, M1280A, M1722A, M1722B, M1723A, M1723B, M2, M2475B, M2601A, M3, M3000A, M3001A, M3002A MMS X2, M3535A, M3536A, M3921A A1, M3923A A1, M3925A A1, M3927A A3, M3929A A3, M4, M4735A, M8102A MP2, M8105A MP5, MP 20, MP 30, MP 40, MP 50, MP 60, MP 70, Merlin, SureSigns VM6, SureSigns VM8, V24, V24E, V26, VM4, VM6, Viridia, iE33 xMatrix Ultrasound CX50, iU22, М3046А | 0.3lb |  |  |  | https://www.cablesandsensors.com/cdn/shop/products/LAB3-90P0_grande.jpg?v=1602083976 | https://www.cablesandsensors.com/cdn/shop/products/LAB3-90S0-C1_grande.jpg?v=1602083976 | [28 empty] | Brand Name |  | Type | ECG | Size |  | Color | Gray | Material | TPU Jacket | Dimensions |  | For Use With |  | Patient Size | Adult/Pediatric | Latex-free | Yes | Sterile | No | Certifications | FDA, CE, ISO10993-1, 5, 10:2003E, TUV, RoHS Compliant | Connector Proximal | Pinch/Grabber (individual) | Number of Lead | 3 | Lead Cable Length | 3ft | Connector Distal | Twin Pin | Lead Color Coding | AHA | Lead Cable Diameter | 2.6mm | [79 empty] | 1/Bag | Leadwire | ECG Leadwire | Twin Pin ECG Leadwire |  | https://www.cablesandsensors.com/products/philips-compatible-ecg-leadwire-m1605a?variant=33803826760 |  |  |  |  | Vinutha | ok | Found | 76.6 | 36 | 11
SN295SN | Cables and Sensors (Magnifico Healthcare) | LAB3-90S0 |  |  |  | Leadwire | Twin Pin 3 Lead Snap DIN Style ECG Leadwire |  |  | 6 Months |  | Philips 43100A, 43110A, 43120A, 78352C, 78354A/C, 78354C, 78834A/B/C, 78834C, 862472, 862473, 862474, 862474 C3, 862475, 862478, 862479, 863064, 863065, 863066, 863068, Agilent, Agilent 50XM, C Series, C3, CX50, CodeMaster XL+, Codemaster XL, Envisor, HD11, HD11XE, HD15, HeartStart MRx, HeartStart XL, Heartstart, Heartstream, IE33, IntelliVue, IntelliVue MX800, M1001A, M1001B, M1002A, M1002B, M1165A, M1166A, M1167A, M1175A, M1177A, M1204A, M1205A, M1264A, M1275A Transport, M1276A, M1280A, M1722A, M1722B, M1723A, M1723B, M2, M2475B, M2601A, M3, M3000A, M3001A, M3002A MMS X2, M3535A, M3536A, M3921A A1, M3923A A1, M3925A A1, M3927A A3, M3929A A3, M4, M4735A, M8102A MP2, M8105A MP5, MP 20, MP 30, MP 40, MP 50, MP 60, MP 70, Merlin, SureSigns VM6, SureSigns VM8, V24, V24E, V26, VM4, VM6, Viridia, iE33 xMatrix Ultrasound CX50, iU22, М3046А | 0.3lb |  |  |  | https://www.cablesandsensors.com/cdn/shop/products/LAB3-90S0_grande.jpg?v=1602083976 | https://www.cablesandsensors.com/cdn/shop/products/LAB3-90S0-C1_grande.jpg?v=1602083976 | [28 empty] | Brand Name |  | Type | ECG | Size |  | Color | Gray | Material | TPU Jacket | Dimensions |  | For Use With |  | Patient Size | Adult/Pediatric | Latex-free | Yes | Sterile | No | Certifications | FDA, CE, ISO10993-1, 5, 10:2003E, TUV, RoHS Compliant | Connector Proximal | Snap (individual) | Number of Lead | 3 | Lead Cable Length | 3ft | Connector Distal | Twin Pin | Lead Color Coding | AHA | Lead Cable Diameter | 2.6mm | [79 empty] | 1/Bag | Leadwire | ECG Leadwire | Twin Pin ECG Leadwire |  | https://www.cablesandsensors.com/products/philips-compatible-ecg-leadwire-m1605a?variant=33803814152 |  |  |  |  | Vinutha | ok | Found | 76.6 | 36 | 11
SN356SN | Cables and Sensors (Magnifico Healthcare) | LAB5-90P0 |  |  |  | Leadwire | Twin Pin 5 Lead Pinch/Grabber DIN Style ECG Leadwire |  |  | 6 Months |  | Philips 43100A, 43110A, 43120A, 78352C, 78354A/C, 78354C, 78834A/B/C, 78834C, 862472, 862473, 862474, 862474 C3, 862475, 862478, 862479, 863064, 863065, 863066, 863068, Agilent, Agilent 50XM, C Series, C3, CX50, CodeMaster XL+, Codemaster XL, Envisor, HD11, HD11XE, HD15, HeartStart MRx, HeartStart XL, Heartstart, Heartstream, IE33, IntelliVue, IntelliVue MX800, M1001A, M1001B, M1002A, M1002B, M1165A, M1166A, M1167A, M1175A, M1177A, M1204A, M1205A, M1264A, M1275A Transport, M1276A, M1280A, M1722A, M1722B, M1723A, M1723B, M2, M2475B, M2601A, M3, M3000A, M3001A, M3002A MMS X2, M3535A, M3536A, M3921A A1, M3923A A1, M3925A A1, M3927A A3, M3929A A3, M4, M4735A, M8102A MP2, M8105A MP5, MP 20, MP 30, MP 40, MP 50, MP 60, MP 70, Merlin, SureSigns VM6, SureSigns VM8, V24, V24E, V26, VM4, VM6, Viridia, iE33 xMatrix Ultrasound CX50, iU22, М3046А | 0.3lb |  |  |  | https://www.cablesandsensors.com/cdn/shop/products/LAB5-90P0_grande.jpg?v=1602083976 | https://www.cablesandsensors.com/cdn/shop/products/LAB5-90S0-C1_grande.jpg?v=1602083976 | [28 empty] | Brand Name |  | Type | ECG | Size |  | Color | Gray | Material | TPU Jacket | Dimensions |  | For Use With |  | Patient Size | Adult/Pediatric | Latex-free | Yes | Sterile | No | Certifications | FDA, CE, ISO10993-1, 5, 10:2003E, TUV, RoHS Compliant | Connector Proximal | Pinch/Grabber (individual) | Number of Lead | 5 | Lead Cable Length | 3ft | Connector Distal | Twin Pin | Lead Color Coding | AHA | Lead Cable Diameter | 2.6mm | [79 empty] | 1/Bag | Leadwire | ECG Leadwire | Twin Pin ECG Leadwire |  | https://www.cablesandsensors.com/products/philips-compatible-ecg-leadwire-m1605a?variant=33803828616 |  |  |  |  | Vinutha | ok | Found | 76.6 | 36 | 11
SN355SN | Cables and Sensors (Magnifico Healthcare) | LAB5-90S0 |  |  |  | Leadwire | Twin Pin 5 Lead Snap ECG Leadwire |  |  | 6 Months |  | Philips 43100A, 43110A, 43120A, 78352C, 78354A/C, 78354C, 78834A/B/C, 78834C, 862472, 862473, 862474, 862474 C3, 862475, 862478, 862479, 863064, 863065, 863066, 863068, Agilent, Agilent 50XM, C Series, C3, CX50, CodeMaster XL+, Codemaster XL, Envisor, HD11, HD11XE, HD15, HeartStart MRx, HeartStart XL, Heartstart, Heartstream, IE33, IntelliVue, IntelliVue MX800, M1001A, M1001B, M1002A, M1002B, M1165A, M1166A, M1167A, M1175A, M1177A, M1204A, M1205A, M1264A, M1275A Transport, M1276A, M1280A, M1722A, M1722B, M1723A, M1723B, M2, M2475B, M2601A, M3, M3000A, M3001A, M3002A MMS X2, M3535A, M3536A, M3921A A1, M3923A A1, M3925A A1, M3927A A3, M3929A A3, M4, M4735A, M8102A MP2, M8105A MP5, MP 20, MP 30, MP 40, MP 50, MP 60, MP 70, Merlin, SureSigns VM6, SureSigns VM8, V24, V24E, V26, VM4, VM6, Viridia, iE33 xMatrix Ultrasound CX50, iU22, М3046А | 0.3lb |  |  |  | https://www.cablesandsensors.com/cdn/shop/products/LAB5-90S0_grande.jpg?v=1602083976 | https://www.cablesandsensors.com/cdn/shop/products/LAB5-90S0-C1_grande.jpg?v=1602083976 | [28 empty] | Brand Name |  | Type | ECG | Size |  | Color | Gray | Material | TPU Jacket | Dimensions |  | For Use With |  | Patient Size | Adult/Pediatric | Latex-free | Yes | Sterile | No | Certifications | FDA, CE, ISO10993-1, 5, 10:2003E, TUV, RoHS Compliant | Connector Proximal | Snap (individual) | Number of Lead | 5 | Lead Cable Length | 3ft | Connector Distal | Twin Pin | Lead Color Coding | AHA | Lead Cable Diameter | 2.6mm | [79 empty] | 1/Bag | Leadwire | ECG Leadwire | Twin Pin ECG Leadwire |  | https://www.cablesandsensors.com/products/philips-compatible-ecg-leadwire-m1605a?variant=33803828424 |  |  |  |  | Vinutha | ok | Found | 76.6 | 36 | 11
SN359SN | Cables and Sensors (Magnifico Healthcare) | LP3-90S0 |  |  |  | Leadwire | 3 Lead Snap DIN Style Molded Lead ECG Leadwire |  |  | 6 Months |  | Philips 43100A, 43110A, 43120A, 78352C, 78354C, 78834C, 862474 C3, 867036, Affiniti 30, Affiniti 50, Affiniti 70, Affiniti CVx, Agilent, Agilent 50XM, CX50, EPIQ, EPIQ 7, Envisor, HD15, HeartStart MRx, Heartstart, IE33, IntelliVue, IntelliVue MX500, IntelliVue MX750, IntelliVue MX800, IntelliVue MX850, M1001A, M1002A, M1165A, M1166A, M1167A, M1175A, M1177A, M1204A, M1205A, M1264A, M1275A Transport, M1276A, M1280A, M1722A, M1722B, M1723A, M1723B, M2, M2475B, M2601A, M3, M3000A, M3001A, M4, M4735A, MMS X2, MP 20, MP 30, MP 50, MP 60, MP 70, SureSigns VM6, SureSigns VM8, V24E, VM4, VM6, VM8, Viridia, М3046А | 0.3lb |  |  |  | https://www.cablesandsensors.com/cdn/shop/products/LP3-90S0_grande.jpg?v=1707318474 | https://www.cablesandsensors.com/cdn/shop/products/LP3-90S0-C1_grande.jpg?v=1707318474 | [28 empty] | Brand Name |  | Type | ECG | Size |  | Color | Gray | Material | TPU Jacket | Dimensions |  | For Use With |  | Patient Size | Adult/Pediatric | Latex-free | Yes | Sterile | No | Certifications | FDA, CE, ISO10993-1, 5, 10:2003E, TUV, RoHS Compliant | Connector Proximal | Snap | Number of Lead | 3 | Lead Cable Length | 3ft | Connector Distal | DIN-Style, Molded Leads | Lead Color Coding | AHA | Lead Cable Diameter | 2.6mm | [79 empty] | 1/Bag | Leadwire | ECG Leadwire | DIN Style ECG Leadwire |  | https://www.cablesandsensors.com/products/philips-compatible-ecg-leadwire-m1673a?variant=33803984712 |  |  |  |  | Vinutha | ok | Found | 78.72 | 37 | 10
SN360SN | Cables and Sensors (Magnifico Healthcare) | LPA5-90S0 |  |  |  | Leadwire | 5 Lead Snap DIN Style Molded Lead ECG Leadwire |  |  | 6 Months |  | Philips 43100A, 43110A, 43120A, 78352C, 78354C, 78834C, 862474 C3, 867036, Affiniti 30, Affiniti 50, Affiniti 70, Affiniti CVx, Agilent, Agilent 50XM, CX50, EPIQ, EPIQ 7, Envisor, HD15, HeartStart MRx, Heartstart, IE33, IntelliVue, IntelliVue MX500, IntelliVue MX750, IntelliVue MX800, IntelliVue MX850, M1001A, M1002A, M1165A, M1166A, M1167A, M1175A, M1177A, M1204A, M1205A, M1264A, M1275A Transport, M1276A, M1280A, M1722A, M1722B, M1723A, M1723B, M2, M2475B, M2601A, M3, M3000A, M3001A, M4, M4735A, MMS X2, MP 20, MP 30, MP 50, MP 60, MP 70, SureSigns VM6, SureSigns VM8, V24E, VM4, VM6, VM8, Viridia, М3046А | 0.3lb |  |  |  | https://www.cablesandsensors.com/cdn/shop/products/LPA5-90S0_grande.jpg?v=1707318474 | https://www.cablesandsensors.com/cdn/shop/products/LPA5-90S0-C1_grande.jpg?v=1571438516 | [28 empty] | Brand Name |  | Type | ECG | Size |  | Color | Gray | Material | TPU Jacket | Dimensions |  | For Use With |  | Patient Size | Adult/Pediatric | Latex-free | Yes | Sterile | No | Certifications | FDA, CE, ISO10993-1, 5, 10:2003E, TUV, RoHS Compliant | Connector Proximal | Snap | Number of Lead | 5 | Lead Cable Length | 3ft | Connector Distal | DIN-Style, Molded Leads | Lead Color Coding | AHA | Lead Cable Diameter | 2.6mm | [79 empty] | 1/Bag | Leadwire | ECG Leadwire | DIN Style ECG Leadwire |  | https://www.cablesandsensors.com/products/philips-compatible-ecg-leadwire-m1673a?variant=33803987016 |  |  |  |  | Vinutha | ok | Found | 78.72 | 37 | 10
SN349SN | Cables and Sensors (Magnifico Healthcare) | LQ3-90P0 |  |  |  | Leadwire | 3 Lead Pinch/Grabber (Grouped) Multi-Link ECG Leadwire |  |  | 6 Months |  | GE Healthcare > Marquette ApexPro CH, Dash 1000, Dash 2000, Dash 2500, Dash 3000, Dash 4000, Dash 5000, Dash PRO 2000, Dash PRO 3000, Dash PRO 4000, E-PRESTN, Eagle, Eagle Systems, MAC-Lab, PDM Module, Responder 2000, Responder 3000, Solar 3000, Solar 8000, Solar 9500, Tram 100, Tram 200, Tram 300, Tram 400, Tram 451, Tram 500, Tram 600, Tram 800, Unity Systems | 0.3lb |  |  |  | https://www.cablesandsensors.com/cdn/shop/products/LQ3-90P0_grande.jpg?v=1571438515 | https://www.cablesandsensors.com/cdn/shop/products/LQ3-90S0-C1_grande.jpg?v=1571438515 | [28 empty] | Brand Name |  | Type | ECG | Size |  | Color | Gray | Material | TPU Jacket | Dimensions |  | For Use With |  | Patient Size | Adult/Pediatric | Latex-free | Yes | Sterile | No | Certifications | FDA, CE, ISO10993-1, 5, 10:2003E, TUV, RoHS Compliant | Connector Proximal | Pinch/Grabber (Grouped) | Number of Lead | 3 | Lead Cable Length | 3ft | Connector Distal | Multi-Link | Lead Color Coding | AHA | Lead Cable Diameter | 2.6mm | [79 empty] | 1/Bag | Leadwire | ECG Leadwire | Multi-Link ECG Leadwire |  | https://www.cablesandsensors.com/products/ge-healthcare-marquette-compatible-ecg-leadwire-416467-004?variant=33803836872 |  |  |  |  | Vinutha | ok | Found | 76.6 | 36 | 11
SN357SN | Cables and Sensors (Magnifico Healthcare) | LQ3-90S0 |  |  |  | Leadwire | 3 Lead Snap (Grouped) Multi-Link ECG Leadwire |  |  | 6 Months |  | GE Healthcare > Marquette ApexPro CH, Dash 1000, Dash 2000, Dash 2500, Dash 3000, Dash 4000, Dash 5000, Dash PRO 2000, Dash PRO 3000, Dash PRO 4000, E-PRESTN, Eagle, Eagle Systems, MAC-Lab, PDM Module, Responder 2000, Responder 3000, Solar 3000, Solar 8000, Solar 9500, Tram 100, Tram 200, Tram 300, Tram 400, Tram 451, Tram 500, Tram 600, Tram 800, Unity Systems | 0.3lb |  |  |  | https://www.cablesandsensors.com/cdn/shop/products/LQ3-90S0_grande.jpg?v=1571438515 | https://www.cablesandsensors.com/cdn/shop/products/LQ3-90S0-C1_grande.jpg?v=1571438515 | [28 empty] | Brand Name |  | Type | ECG | Size |  | Color | Gray | Material | TPU Jacket | Dimensions |  | For Use With |  | Patient Size | Adult/Pediatric | Latex-free | Yes | Sterile | No | Certifications | FDA, CE, ISO10993-1, 5, 10:2003E, TUV, RoHS Compliant | Connector Proximal | Snap (Grouped) | Number of Lead | 3 | Lead Cable Length | 3ft | Connector Distal | Multi-Link | Lead Color Coding | AHA | Lead Cable Diameter | 2.6mm | [79 empty] | 1/Bag | Leadwire | ECG Leadwire | Multi-Link ECG Leadwire |  | https://www.cablesandsensors.com/products/ge-healthcare-marquette-compatible-ecg-leadwire-416467-004?variant=33803829448 |  |  |  |  | Vinutha | ok | Found | 76.6 | 36 | 11
SN358SN | Cables and Sensors (Magnifico Healthcare) | LQ5-90S0 |  |  |  | Leadwire | 5 Lead Snap (Grouped) Multi-Link ECG Leadwire |  |  | 6 Months |  | GE Healthcare > Marquette ApexPro CH, Dash 1000, Dash 2000, Dash 2500, Dash 3000, Dash 4000, Dash 5000, Dash PRO 2000, Dash PRO 3000, Dash PRO 4000, E-PRESTN, Eagle, Eagle Systems, MAC-Lab, PDM Module, Responder 2000, Responder 3000, Solar 3000, Solar 8000, Solar 9500, Tram 100, Tram 200, Tram 300, Tram 400, Tram 451, Tram 500, Tram 600, Tram 800, Unity Systems | 0.3lb |  |  |  | https://www.cablesandsensors.com/cdn/shop/products/LQ5-90S0_grande.jpg?v=1571438515 | https://www.cablesandsensors.com/cdn/shop/products/LQ3-90S0-C1_grande.jpg?v=1571438515 | [28 empty] | Brand Name |  | Type | ECG | Size |  | Color | Gray | Material | TPU Jacket | Dimensions |  | For Use With |  | Patient Size | Adult/Pediatric | Latex-free | Yes | Sterile | No | Certifications | FDA, CE, ISO10993-1, 5, 10:2003E, TUV, RoHS Compliant | Connector Proximal | Snap (Grouped) | Number of Lead | 5 | Lead Cable Length | 3ft | Connector Distal | Multi-Link | Lead Color Coding | AHA | Lead Cable Diameter | 2.6mm | [79 empty] | 1/Bag | Leadwire | ECG Leadwire | Multi-Link ECG Leadwire |  | https://www.cablesandsensors.com/products/ge-healthcare-marquette-compatible-ecg-leadwire-416467-004?variant=33803839816 |  |  |  |  | Vinutha | ok | Found | 76.6 | 36 | 11
SN366SN | Cables and Sensors (Magnifico Healthcare) | LQB10-AD0 |  |  |  | Leadwire | 10 Lead EKG Leadwire Without Adapters |  |  | 6 Months |  | GE Healthcare > Marquette CAM 14, CASE 8000, CASE P2, CASE Series, CardioSmart, CardioSoft, CardioSys, MAC 1000, MAC 1100, MAC 1200, MAC 1600, MAC 2000, MAC 3500, MAC 400, MAC 500, MAC 5000, MAC 5000ST, MAC 5500, MAC 5500 HD, MAC 600, MAC 800, MAC VU360, Microsmart M | 0.4lb |  |  |  | https://www.cablesandsensors.com/cdn/shop/products/LQB10-AD0_grande.jpg?v=1600198525 | https://www.cablesandsensors.com/cdn/shop/products/LQB10-AD0-C1_grande.jpg?v=1600198525 | [28 empty] | Brand Name |  | Type | EKG | Size |  | Color | Gray | Material | TPU Jacket | Dimensions |  | For Use With |  | Patient Size | Adult/Pediatric | Latex-free | Yes | Sterile | No | Certifications | FDA, CE, ISO10993-1, 5, 10:2003E, TUV, RoHS Compliant | Connector Proximal | Without Adapters | Number of Lead | 10 | Connector Distal | Twin Pin, Straight, Individual Leads | [85 empty] | 1/Bag | Leadwire | EKG Leadwire |  |  | https://www.cablesandsensors.com/products/ge-healthcare-marquette-compatible-ekg-leadwire-420101-002?variant=33805319752 |  |  |  |  | Vinutha | ok | Found | 75.61 | 31 | 10
SN433SN | Cables and Sensors (Magnifico Healthcare) | LQB10-LP0 |  |  |  | Leadwire | 10 Lead Pinch/Grabber EKG Leadwire |  |  | 6 Months |  | GE Healthcare > Marquette CAM 14, CASE 8000, CASE P2, CASE Series, CardioSmart, CardioSoft, CardioSys, MAC 1000, MAC 1100, MAC 1200, MAC 1600, MAC 2000, MAC 3500, MAC 400, MAC 500, MAC 5000, MAC 5000ST, MAC 5500, MAC 5500 HD, MAC 600, MAC 800, MAC VU360, Microsmart M | 0.4lb |  |  |  | https://www.cablesandsensors.com/cdn/shop/products/LQB10-LP0_grande.jpg?v=1600198525 | https://www.cablesandsensors.com/cdn/shop/products/LQB10-AD0-C1_grande.jpg?v=1600198525 | [28 empty] | Brand Name |  | Type | EKG | Size |  | Color | Gray | Material | TPU Jacket | Dimensions |  | For Use With |  | Patient Size | Adult/Pediatric | Latex-free | Yes | Sterile | No | Certifications | FDA, CE, ISO10993-1, 5, 10:2003E, TUV, RoHS Compliant | Connector Proximal | Pinch/Grabber | Number of Lead | 10 | Connector Distal | Twin Pin, Straight, Individual Leads | [85 empty] | 1/Bag | Leadwire | EKG Leadwire |  |  | https://www.cablesandsensors.com/products/ge-healthcare-marquette-compatible-ekg-leadwire-420101-002?variant=33805335112 |  |  |  |  | Vinutha | ok | Found | 75.61 | 31 | 10
SN441SN | Cables and Sensors (Magnifico Healthcare) | LQB14-AD0 |  |  |  | Leadwire | 14 Lead EKG Leadwire Without Adapters |  |  | 6 Months |  | GE Healthcare > Marquette CAM 14, CASE 8000, CASE P2, CASE Series, CardioSmart, CardioSoft, CardioSys, MAC 1000, MAC 1100, MAC 1200, MAC 1600, MAC 2000, MAC 3500, MAC 400, MAC 500, MAC 5000, MAC 5000ST, MAC 5500, MAC 5500 HD, MAC 600, MAC 800, MAC VU360, Microsmart M | 0.4lb |  |  |  | https://www.cablesandsensors.com/cdn/shop/products/LQB14-AD0_grande.jpg?v=1600198543 | https://www.cablesandsensors.com/cdn/shop/products/LQB10-AD0-C1_grande.jpg?v=1600198525 | [28 empty] | Brand Name |  | Type | EKG | Size |  | Color | Gray | Material | TPU Jacket | Dimensions |  | For Use With |  | Patient Size | Adult/Pediatric | Latex-free | Yes | Sterile | No | Certifications | FDA, CE, ISO10993-1, 5, 10:2003E, TUV, RoHS Compliant | Connector Proximal | Without Adapters | Number of Lead | 14 | Connector Distal | Twin Pin, Straight, Individual Leads | [85 empty] | 1/Bag | Leadwire | EKG Leadwire |  |  | https://www.cablesandsensors.com/products/ge-healthcare-marquette-compatible-ekg-leadwire-420101-002?variant=33805331912 |  |  |  |  | Vinutha | ok | Found | 75.61 | 31 | 10
SN370SN | Cables and Sensors (Magnifico Healthcare) | LV5-90S0 |  |  |  | Leadwire | 5 Lead V2-V6 Snap (Grouped) ECG Leadwire |  |  | 6 Months |  | GE Healthcare > Marquette ApexPro CH, Dash 1000, Dash 2000, Dash 2500, Dash 3000, Dash 4000, Dash 5000, Dash PRO 2000, Dash PRO 3000, Dash PRO 4000, E-PRESTN, Eagle, Eagle Systems, MAC-Lab, PDM Module, Responder 2000, Responder 3000, Solar 3000, Solar 8000, Solar 9500, Tram 100, Tram 200, Tram 300, Tram 400, Tram 451, Tram 500, Tram 600, Tram 800, Unity Systems | 0.3lb |  |  |  | https://www.cablesandsensors.com/cdn/shop/products/LV5-90S0_grande.jpg?v=1571438515 | https://www.cablesandsensors.com/cdn/shop/products/LQ3-90S0-C2_grande.jpg?v=1571438515 | [28 empty] | Brand Name |  | Type | ECG | Size |  | Color | Gray | Material | TPU Jacket | Dimensions |  | For Use With |  | Patient Size | Adult/Pediatric | Latex-free | Yes | Sterile | No | Certifications | FDA, CE, ISO10993-1, 5, 10:2003E, TUV, RoHS Compliant | Connector Proximal | V2-V6 Snap (Grouped) | Number of Lead | 5 | Lead Cable Length | 3ft | Connector Distal | Multi-Link | Lead Color Coding | AHA | Lead Cable Diameter | 2.6mm | [79 empty] | 1/Bag | Leadwire | ECG Leadwire | V2-V6 Snap ECG Leadwire |  | https://www.cablesandsensors.com/products/ge-healthcare-marquette-compatible-ecg-leadwire-416467-004?variant=33803844616 |  |  |  |  | Vinutha | ok | Found | 76.6 | 36 | 11
SN371SN | Cables and Sensors (Magnifico Healthcare) | LX3-90S0 |  |  |  | Leadwire | 3 Lead Snap Twin Pin ECG Leadwire |  |  | 6 Months |  | GE Healthcare > Marquette Dash 1000, Dash 2500, Dash 4000, Dash 5000, Dash PRO 2000, Dash PRO 3000, Dash PRO 4000, Eagle, MAC-Lab, PDM Module, Solar 3000, Solar 8000, Solar 9500, Tram 100, Tram 200, Tram 300, Tram 400, Tram 451, Tram 500, Tram 600, Tram 800, Unity Systems | 0.4lb |  |  |  | https://www.cablesandsensors.com/cdn/shop/products/LX3-90S0_grande.jpg?v=1626715110 | [29 empty] | Brand Name |  | Type | ECG | Size |  | Color | Gray | Material | TPU Jacket | Dimensions |  | For Use With |  | Patient Size | Adult/Pediatric | Latex-free | Yes | Sterile | No | Certifications | FDA, CE, ISO10993-1, 5, 10:2003E, TUV, RoHS Compliant | Connector Proximal | Snap | Number of Lead | 3 | Lead Cable Length | 3ft | Connector Distal | Twin Pin | Lead Color Coding | AHA | Lead Cable Diameter | 2.6mm | [79 empty] | 1/Bag | Leadwire | ECG Leadwire |  |  | https://www.cablesandsensors.com/products/datex-ohmeda-compatible-ecg-leadwire-545327-hel?variant=33803852232 |  |  |  |  | Vinutha | ok | Found | 73.91 | 34 | 12
SN468SN | Avante Health | NEAA6132 |  |  |  | Cable | Reusable Snap 6 Pin to 3 Lead ECG Lead Cable | [9 empty] | https://storage.googleapis.com/avante/images/NEAA6132-2.jpg | [29 empty] | Brand Name |  | Type |  | Size |  | Color |  | Material |  | Dimensions |  | For Use With |  | Disposability | Reusable | Number of Lead | 3 | Monitor Pin Count | 6 Pin | ECG Connects With | Monitor Direct | Connector Proximal | Snap | [90 empty] | Cable | ECG Lead Cable |  |  | https://avantehs.com/s/14737 |  |  |  |  | Vinutha | ok | Found | 89.29 | 25 | 3
SN467SN | Avante Health | NEPH2131 |  |  |  | Leadwire | Reusable 3 Lead Grabber Clip to 12 Pin Connector Fixed ECG Leadwires |  | One Philips Compatible Fixed Ecg Lead Wire Set. The 3 Lead Wires Connect To Grabber Patient Electrode Clips. The 12 Pin Connector Connects Directly To Philips Patient Monitoring Equipment. | [7 empty] | https://storage.googleapis.com/avante/images/NEPH2131-2.jpg | [29 empty] | Brand Name |  | Type | ECG, Fixed | Size |  | Color |  | Material |  | Dimensions |  | For Use With |  | Disposability | Reusable | Sensor Pin Count | 12 Pin | Number of Lead | 3 Lead | ECG Connects With | Monitor Direct | Connector Proximal | Grabber | [90 empty] | Leadwires | ECG Leadwires |  |  | https://avantehs.com/s/14788 |  |  |  |  | Vinutha | ok | Found | 83.33 | 25 | 5
SN464SN | Avante Health | NEPH2151 |  |  |  | Leadwire | Reusable 5 Lead Grabber AAMI ECG Cable LeadWire |  | One Philips Compatible Fixed Ecg Lead Wire Set. The 5 Lead Wires Connect To Grabber Patient Electrode Clips. The 12 Pin Connector Connects Directly To Philips Patient Monitoring Equipment. | [7 empty] | https://storage.googleapis.com/avante/images/NEPH2151-2.jpg | [29 empty] | Brand Name |  | Type | ECG, Fixed, AAMI | Size |  | Color |  | Material |  | Dimensions |  | For Use With |  | Disposability | Reusable | Sensor Pin Count | 12 Pin | Number of Lead | 5 | ECG Connects With | Monitor Direct | Connector Proximal | Grabber | [90 empty] | Leadwires | ECG Leadwires |  |  | https://avantehs.com/s/14790 |  |  |  |  | Vinutha | ok | Found | 83.33 | 25 | 5
SN463SN | Avante Health | NLAA3131-N |  |  |  | Leadwire | Reusable 3 Lead Single Grabber ECG Leadwires | [9 empty] | https://storage.googleapis.com/avante/images/NLAA3131-N-2.jpg | [29 empty] | Brand Name |  | Type | ECG | Size |  | Color |  | Material |  | Dimensions |  | For Use With |  | Disposability | Reusable | Number of Lead | 3 Lead | ECG Connects With | Trunk Cable | Age Sizing | Neonate | Connector Proximal | Grabber | [90 empty] | Leadwires | ECG Leadwires |  |  | https://avantehs.com/s/14900 |  |  |  |  | Vinutha | ok | Found | 82.76 | 24 | 5
SN623SN | Avante Health | NLMQ1211-V |  |  |  | Leadwire | Multilink Grab Brown V AHA 51 Leadwire | [39 empty] | Brand Name |  | Type |  | Size |  | Color | Brown | Material |  | Dimensions |  | For Use With |  | Connector Distal | Multilink Grabber V AHA 51 | [98 empty] | Leadwires | V AHA 51 Leadwire | [7 empty] | Vinutha | ok | Not Found | 94.44 | 17 | 1
SN465SN | Avante Health | NLPH3232-S |  |  |  | Leadwire | Reusable 3 Lead Dual Snap ECG Leadwire | [39 empty] | Brand Name |  | Type | ECG | Size |  | Color |  | Material |  | Dimensions |  | For Use With |  | Disposability | Reusable | Number of Lead | 3 Lead | ECG Connects With | Trunk Cable | Age Sizing | Pediatric/Adult | Connector Proximal | Snap | [90 empty] | Leadwires | ECG Leadwires |  |  | https://avantehs.com/s/15782 |  |  |  |  | Vinutha | ok | Found | 82.14 | 23 | 5
SN440SN | Cables and Sensors (Magnifico Healthcare) | TA-23400 |  |  |  | Trunk Cable | 3 Lead Gray Twin Pin Connector ECG Trunk Cable |  |  | 6 Months |  | Philips M3921A A1, M3923A A1, M3925A A1, M3927A A3, M3929A A3, iE33 xMatrix Ultrasound CX50, iU22 | 0.4lb |  |  |  | https://www.cablesandsensors.com/cdn/shop/products/TA-23400_grande.jpg?v=1571438547 | https://www.cablesandsensors.com/cdn/shop/products/T-23400-C1_2aff74e9-6b90-4627-9a0a-7e6a481c2c86_grande.jpg?v=1571438547 | https://www.cablesandsensors.com/cdn/shop/products/T-23400-C2_9c936597-c245-4938-bf2b-a8a6729950a8_grande.jpg?v=1571438547 | https://www.cablesandsensors.com/cdn/shop/products/TA-23850-C3_5334ab23-3af6-48c2-ab83-a202b491c37e_grande.jpg?v=1571438547 | [26 empty] | Brand Name |  | Type |  | Size |  | Color | Gray | Material | TPU Jacket | Dimensions |  | For Use With |  | Patient Size | Adult/Pediatric | Latex-free | Yes | Sterile | No | Certifications | FDA, CE, ISO10993-1, 5, 10:2003E, TUV, RoHS Compliant | Connector Proximal | Twin Pin Connector | Number of Lead | 3 | Lead Cable Length | 8ft | Connector Distal | Round, 45° angled, 6-pin Connector, Keyed | Lead Color Coding | AHA | Lead Cable Diameter | 4mm | Trunk Cable Diameter | 5mm | [77 empty] | 1/Bag | Cable | Trunk Cable | ECG Trunk Cable |  | https://www.cablesandsensors.com/products/philips-compatible-ecg-trunk-cable-453561432691?variant=33805273224 |  |  |  |  | Vinutha | ok | Found | 80 | 40 | 10
SN296SN | Cables and Sensors (Magnifico Healthcare) | TA-23850 |  |  |  | Trunk Cable | 3 Lead Twin Pin Connector ECG Trunk Cable |  |  | 6 Months |  | Philips 43100A, 43110A, 43120A, 78352C, 78354A/C, 78354C, 78834A/B/C, 78834C, 862472, 862473, 862474, 862474 C3, 862475, 862478, 862479, 863064, 863065, 863066, 863068, Agilent, Agilent 50XM, C Series, C3, CX50, CodeMaster XL+, Codemaster XL, Envisor, HD11, HD11XE, HD15, HeartStart MRx, HeartStart XL, Heartstart, Heartstream, IE33, IntelliVue, IntelliVue MX400, IntelliVue MX450, IntelliVue MX500, IntelliVue MX550, IntelliVue MX600, IntelliVue MX700, IntelliVue MX800, M1001A, M1001B, M1002A, M1002B, M1165A, M1166A, M1167A, M1175A, M1177A, M1204A, M1205A, M1264A, M1275A Transport, M1276A, M1280A, M1722A, M1722B, M1723A, M1723B, M2, M2475B, M2601A, M3, M3000A, M3001A, M3002A MMS X2, M3535A, M3536A, M4, M4735A, M8102A MP2, M8105A MP5, MP 20, MP 30, MP 40, MP 50, MP 60, MP 70, Merlin, SureSigns VM6, SureSigns VM8, V24, V24E, V26, VM4, Viridia, М3046А | 0.4lb |  |  |  | https://www.cablesandsensors.com/cdn/shop/products/TA-23850_grande.jpg?v=1571438546 | https://www.cablesandsensors.com/cdn/shop/products/TA-23850-C1_grande.jpg?v=1571438546 | https://www.cablesandsensors.com/cdn/shop/products/TA-23850-C3_grande.jpg?v=1571438546 | https://www.cablesandsensors.com/cdn/shop/products/TA-23850-C2_grande.jpg?v=1571438546 | [26 empty] | Brand Name |  | Type |  | Size |  | Color | Gray | Material | TPU Jacket | Dimensions |  | For Use With |  | Patient Size | Adult/Pediatric | Latex-free | Yes | Sterile | No | Certifications | FDA, CE, ISO10993-1, 5, 10:2003E, TUV, RoHS Compliant | Connector Proximal | Twin Pin Connector | Number of Lead | 3 | Lead Cable Length | 8ft | Connector Distal | Round, 12-pin Connector, Keyed | Lead Color Coding | AHA | Lead Cable Diameter | 4mm | Trunk Cable Diameter | 5mm | [77 empty] | 1/Bag | Cable | Trunk Cable | ECG Trunk Cable |  | https://www.cablesandsensors.com/products/philips-compatible-ecg-trunk-cable-m1500a?variant=33805140168 |  |  |  |  | Vinutha | ok | Found | 80 | 40 | 10
SN362SN | Cables and Sensors (Magnifico Healthcare) | TA-25850 |  |  |  | Trunk Cable | 5 Lead Molded Din Style ECG Trunk Cable |  |  | 6 Months |  | Philips 43100A, 43110A, 43120A, 78352C, 78354A/C, 78354C, 78834A/B/C, 78834C, 862472, 862473, 862474, 862474 C3, 862475, 862478, 862479, 863064, 863065, 863066, 863068, Agilent, Agilent 50XM, C Series, C3, CX50, CodeMaster XL+, Codemaster XL, Envisor, HD11, HD11XE, HD15, HeartStart MRx, HeartStart XL, Heartstart, Heartstream, IE33, IntelliVue, IntelliVue MX400, IntelliVue MX450, IntelliVue MX500, IntelliVue MX550, IntelliVue MX600, IntelliVue MX700, IntelliVue MX800, M1001A, M1001B, M1002A, M1002B, M1165A, M1166A, M1167A, M1175A, M1177A, M1204A, M1205A, M1264A, M1275A Transport, M1276A, M1280A, M1722A, M1722B, M1723A, M1723B, M2, M2475B, M2601A, M3, M3000A, M3001A, M3002A MMS X2, M3535A, M3536A, M4, M4735A, M8102A MP2, M8105A MP5, MP 20, MP 30, MP 40, MP 50, MP 60, MP 70, Merlin, SureSigns VM6, SureSigns VM8, V24, V24E, V26, VM4, Viridia, М3046А | 0.4lb |  |  |  | https://www.cablesandsensors.com/cdn/shop/products/TA-25850_grande.jpg?v=1571438546 | https://www.cablesandsensors.com/cdn/shop/products/TA-23850-C1_grande.jpg?v=1571438546 | https://www.cablesandsensors.com/cdn/shop/products/TA-25850-C2_grande.jpg?v=1571438546 | https://www.cablesandsensors.com/cdn/shop/products/TA-23850-C2_grande.jpg?v=1571438546 | [26 empty] | Brand Name |  | Type |  | Size |  | Color | Gray | Material | TPU Jacket | Dimensions |  | For Use With |  | Patient Size | Adult/Pediatric | Latex-free | Yes | Sterile | No | Certifications | FDA, CE, ISO10993-1, 5, 10:2003E, TUV, RoHS Compliant | Connector Proximal | Molded Din Style | Number of Lead | 5 | Lead Cable Length | 8ft | Connector Distal | Round, 12-pin Philips Connector | Lead Color Coding | AHA | Lead Cable Diameter | 4mm | Trunk Cable Diameter | 5mm | [77 empty] | 1/Bag | Cable | Trunk Cable | ECG Trunk Cable |  | https://www.cablesandsensors.com/products/philips-compatible-ecg-trunk-cable-m1500a?variant=33805149960 |  |  |  |  | Vinutha | ok | Found | 80 | 40 | 10
SN297SN | Cables and Sensors (Magnifico Healthcare) | TP-23850 |  |  |  | Trunk Cable | 3 Lead Molded Din Style ECG Trunk Cable |  |  | 6 Months |  | Philips 43100A, 43110A, 43120A, 78352C, 78354A/C, 78354C, 78834A/B/C, 78834C, 862472, 862473, 862474, 862474 C3, 862475, 862478, 862479, 863064, 863065, 863066, 863068, Affiniti 30, Affiniti 50, Affiniti 70, Affiniti CVx, Agilent, Agilent 50XM, C Series, C3, CX50, EPIQ, Envisor, HD11, HD15, HeartStart MRx, HeartStart XL, Heartstart, Heartstream, IE33, IntelliVue, IntelliVue MX800, M1001A, M1001B, M1002A, M1002B, M1165A, M1166A, M1167A, M1175A, M1177A, M1204A, M1205A, M1264A, M1275A Transport, M1276A, M1280A, M1722A, M1722B, M1723A, M1723B, M2, M2475B, M2601A, M3, M3000A, M3001A, M3002A MMS X2, M3535A, M3536A, M4, M4735A, M8102A MP2, M8105A MP5, MP 20, MP 30, MP 50, MP 60, MP 70, Merlin, SureSigns VM6, SureSigns VM8, V24, V24E, V26, VM4, Viridia, М3046А | 0.4lb |  |  |  | https://www.cablesandsensors.com/cdn/shop/products/TP-23850_grande.jpg?v=1571438547 | https://www.cablesandsensors.com/cdn/shop/products/TP-23850-C1_grande.jpg?v=1571438547 | https://www.cablesandsensors.com/cdn/shop/products/TP-23850-C2_grande.jpg?v=1571438547 | https://www.cablesandsensors.com/cdn/shop/products/TP-23850-C3_grande.jpg?v=1571438547 | [26 empty] | Brand Name |  | Type |  | Size |  | Color | Gray | Material | TPU Jacket | Dimensions |  | For Use With |  | Patient Size | Adult/Pediatric | Latex-free | Yes | Sterile | No | Certifications | FDA, CE, ISO10993-1, 5, 10:2003E, TUV, RoHS Compliant | Connector Proximal | Molded Din Style | Number of Lead | 3 | Lead Cable Length | 8ft | Connector Distal | Round, 12-pin Philips Connector, Keyed | Lead Color Coding | AHA | Lead Cable Diameter | 4mm | Trunk Cable Diameter | 5mm | [77 empty] | 1/Bag | Cable | Trunk Cable | ECG Trunk Cable |  | https://www.cablesandsensors.com/products/philips-compatible-ecg-trunk-cable-m1669a?variant=33805226696 |  |  |  |  | Vinutha | ok | Found | 80 | 40 | 10
SN540SN | USOC Medical | USOC1001CM |  |  |  | Cable | Cable For GE 420101-001 14 Leadwire ECG 14 System | [39 empty] | Brand Name |  | Type |  | Size |  | Color |  | Material |  | Dimensions |  | For Use With | For GE 420101-001 14 Leadwire ECG 14 System | [100 empty] | Cable | [8 empty] | Vinutha | ok | Not Found | 93.75 | 15 | 1
SN541SN | USOC Medical | USOC1002 |  |  |  | Cable | Cable For GE 420101-002 10 Leadwire ECG CAM 14 System | [39 empty] | Brand Name |  | Type |  | Size |  | Color |  | Material |  | Dimensions |  | For Use With | For GE 420101-002 10 Leadwire ECG CAM 14 System | [100 empty] | Cable | [8 empty] | Vinutha | ok | Not Found | 93.75 | 15 | 1
SN519SN | USOC Medical | USOC1007 |  |  |  | Cable | 3 Lead ECG Trunk Cable For Philips M1669A, 989803145071, 989803170171 System | [39 empty] | Brand Name |  | Type | ECG Trunk | Size |  | Color |  | Material |  | Dimensions |  | For Use With | For Philips M1669A, 989803145071, 989803170171 System | Number of Lead | 3 | [98 empty] | Cable | [8 empty] | Vinutha | ok | Not Found | 89.47 | 17 | 2
SN542SN | USOC Medical | USOC100C |  |  |  | Cable | ECG Trunk Cable For Philips M1520A, M1560C System | [39 empty] | Brand Name |  | Type | ECG Trunk | Size |  | Color |  | Material |  | Dimensions |  | For Use With | For Philips M1520A, M1560C System | [100 empty] | Cable | [8 empty] | Vinutha | ok | Not Found | 94.12 | 16 | 1
SN544SN | USOC Medical | USOC101001 |  |  |  | Leadwire | 14 Lead 4ft Length ECG Leadwire For GE 420101-001 System | [39 empty] | Brand Name |  | Type | ECG | Size |  | Color |  | Material |  | Dimensions |  | For Use With | For GE 420101-001 System | Number of Lead | 14 | Length | 4ft | [96 empty] | Leadwire | [8 empty] | Vinutha | ok | Not Found | 90.48 | 19 | 2
SN545SN | USOC Medical | USOC1019 |  |  |  | Cable | 3 Lead ECG Trunk Cable For Philips M1500A, 453561233921, M1510A, M1540C, 989803103811 System | [39 empty] | Brand Name |  | Type | ECG Trunk | Size |  | Color |  | Material |  | Dimensions |  | For Use With | For Philips M1500A, 453561233921, M1510A, M1540C, 989803103811 System | Number of Lead | 3 | [98 empty] | Cable | [8 empty] | Vinutha | ok | Not Found | 89.47 | 17 | 2
SN553SN | USOC Medical | USOC1043 |  |  |  | Leadwire | 3 Lead Snap ECG Leadwire For Philips M1673A, 989803145111, 989803133831 System | [39 empty] | Brand Name |  | Type | ECG | Size |  | Color |  | Material |  | Dimensions |  | For Use With | For Philips M1673A, 989803145111, 989803133831 System | Number of Lead | 3 | Connector Proximal | Snap | [96 empty] | Leadwire | [8 empty] | Vinutha | ok | Not Found | 90.48 | 19 | 2
SN547SN | USOC Medical | USOC1067 |  |  |  | Leadwire | 5 Lead Leadwire For Philips M1623A, M1621A, 989803104541 System | [39 empty] | Brand Name |  | Type |  | Size |  | Color |  | Material |  | Dimensions |  | For Use With | For Philips M1623A, M1621A, 989803104541 System | Number of Lead | 5 | [98 empty] | Leadwire | [8 empty] | Vinutha | ok | Not Found | 94.12 | 16 | 1
SN515SN | USOC Medical | USOC1067S |  |  |  | Leadwire | AHA Style Snap 3ft 5 Lead ECG Leadwire Set For Philips M1625A, 989803104521 | [39 empty] | Brand Name |  | Type | ECG | Size |  | Color |  | Material |  | Dimensions |  | For Use With | For Philips M1625A, 989803104521 | Number of Lead | 5 | Length | 3ft | Connector Proximal | Snap | Connector Distal | AHA | [92 empty] | Leadwire | [8 empty] | Vinutha | ok | Not Found | 92 | 23 | 2
SN548SN | USOC Medical | USOC108C |  |  |  | Leadwire | 5 Lead Grabber Leadwire For GE 412681-001 ApexPro CH Patient Monitoring Systems | [39 empty] | Brand Name |  | Type |  | Size |  | Color |  | Material |  | Dimensions |  | For Use With | For GE 412681-001 ApexPro CH Patient Monitoring Systems | Number of Lead | 5 | Connector Proximal | Grabber | [96 empty] | Leadwire | [8 empty] | Vinutha | ok | Not Found | 90 | 18 | 2
SN550SN | USOC Medical | USOC109C |  |  |  | Leadwire | 3Ft 5 Lead Snap ECG Leadwire For Ge 411202-001 ApexPro Ch Patient Monitoring Systems | [39 empty] | Brand Name |  | Type | ECG | Size |  | Color |  | Material |  | Dimensions |  | For Use With | For Ge 411202-001 ApexPro Ch Patient Monitoring Systems | Number of Lead | 5 | Length | 3ft | Connector Proximal | Snap | [94 empty] | Leadwire | [8 empty] | Vinutha | ok | Not Found | 91.3 | 21 | 2
SN539SN | USOC Medical | USOC1569 |  |  |  | Leadwire | 3 Lead Snap Leadwire For GE 416467-004, 411203-001, 411203-002 | [39 empty] | Brand Name |  | Type |  | Size |  | Color |  | Material |  | Dimensions |  | For Use With | For GE 416467-004, 411203-001, 411203-002 | Number of Lead | 3 | Connector Proximal | Snap | [96 empty] | Leadwire | [8 empty] | Vinutha | ok | Not Found | 90 | 18 | 2
SN552SN | USOC Medical | USOC1602 |  |  |  | Leadwire Set | 5 Lead ECG Snap Chest V2-V6 Leadwire Set For Philips M1602 | [39 empty] | Brand Name |  | Type | ECG | Size |  | Color |  | Material |  | Dimensions |  | For Use With | For Philips M1602 | Number of Lead | 5 | Connector Proximal | Snap | Chest Size | V2-V6 | [94 empty] | Leadwire Set | [8 empty] | Vinutha | ok | Not Found | 91.3 | 21 | 2
SN546SN | USOC Medical | USOC1953 |  |  |  | Leadwire | 3ft 5 Lead Snap ECG Leadwire For Spacelabs 012-0285-00 | [39 empty] | Brand Name |  | Type | ECG | Size |  | Color |  | Material |  | Dimensions |  | For Use With | For Spacelabs 012-0285-00 | Number of Lead | 5 | Length | 3ft | Connector Proximal | Snap | [94 empty] | Leadwire | [8 empty] | Vinutha | ok | Not Found | 91.3 | 21 | 2
SN549SN | USOC Medical | USOC1976A |  |  |  | Cable | 5 Lead ECG Leadet Cable For Philips M1976A, 989803125881 | [39 empty] | Brand Name |  | Type | ECG Leadset | Size |  | Color |  | Material |  | Dimensions |  | For Use With | For Philips M1976A, 989803125881 | Number of Lead | 5 | [98 empty] | Cable | [8 empty] | Vinutha | ok | Not Found | 89.47 | 17 | 2
SN551SN | USOC Medical | USOC200002 |  |  |  | Leadwire | Snap 51in 5 Lead ECG Leadwire For GE 411200-002 | [39 empty] | Brand Name |  | Type | ECG | Size |  | Color |  | Material |  | Dimensions |  | For Use With | For GE 411200-002 | Number of Lead | 5 | Length | 51in | Connector Proximal | Snap | [94 empty] | Leadwire | [8 empty] | Vinutha | ok | Not Found | 91.3 | 21 | 2
SN536SN | USOC Medical | USOC2016560001 |  |  |  | Trunk Cable | 4.5ft ECG Trunk Cable For Cam14, Mac5000, 2016560-001, 700657-001, E9001yt GE | [39 empty] | Brand Name |  | Type | ECG | Size |  | Color |  | Material |  | Dimensions |  | For Use With | For Cam14, Mac5000, 2016560-001, 700657-001, E9001yt GE | Number of Lead |  | Length | 4.5ft | [96 empty] | Trunk Cable | [8 empty] | Vinutha | ok | Not Found | 90 | 18 | 2
SN537SN | USOC Medical | USOC412681005 |  |  |  | Leadwire | Multi-link Grabber AHA 5 Lead ECG Leadwire For GE System | [39 empty] | Brand Name |  | Type | ECG | Size |  | Color |  | Material |  | Dimensions |  | For Use With | For GE System | Number of Lead | 5 | Connector Proximal | Grabber | Connector Distal | Multi-link | Connector Distal | AHA | [92 empty] | Leadwire | [8 empty] | Vinutha | ok | Not Found | 88.46 | 23 | 3
SN538SN | USOC Medical | USOC545327HEL |  |  |  | Leadwire | Snap 3 Lead ECG Leadwire For 545327-hel Datex Ohmeda | [39 empty] | Brand Name |  | Type | ECG | Size |  | Color |  | Material |  | Dimensions |  | For Use With | For 545327-hel Datex Ohmeda | Number of Lead | 3 | Connector Proximal | Snap | [96 empty] | Leadwire | [8 empty] | Vinutha | ok | Not Found | 90.48 | 19 | 2
SN480SN | USOC Medical | USOC8001CM |  |  |  | Adapter Set | 10 Lead ECG Banana Adapter Set For 900178-001 GE Cam 14 System | [39 empty] | Brand Name |  | Type | Banana | Size |  | Color |  | Material |  | Dimensions |  | For Use With | For 900178-001 GE Cam 14 System | Number of Lead | 10 | [98 empty] | Adapter Set | [8 empty] | Vinutha | ok | Not Found | 84.21 | 16 | 3
SN543SN | USOC Medical | USOC8501 |  |  |  | Leadwire Set | AHA 0.6m Length Din Style 5 Lead ECG Leadwire Set For 012-0285-01 System | [39 empty] | Brand Name |  | Type | ECG | Size |  | Color |  | Material |  | Dimensions |  | For Use With | For 012-0285-01 System | Number of Lead | 5 | Length | 0.6m | Connector Distal | AHA | Connector Distal | Din Style | [92 empty] | Leadwire Set | [8 empty] | Vinutha | ok | Not Found | 92 | 23 | 2
SN535SN | USOC Medical | USOCM1972A |  |  |  | Leadwire Set | 3 Lead Snap Direct-Connect ECG Leadwire Set For Philips M1972A | [39 empty] | Brand Name |  | Type | Direct-Connect ECG | Size |  | Color |  | Material |  | Dimensions |  | For Use With | For Philips M1972A | Number of Lead | 3 | Connector Proximal | Snap | [96 empty] | Leadwire Set | [8 empty] | Vinutha | ok | Not Found | 86.36 | 19 | 3
SN403SN | Cables and Sensors (Magnifico Healthcare) | X-MQ-90PE0 |  |  |  | Leadwire | Lead Pinch/Grabber Rl ECG Leadwire |  |  | 6 Months |  | GE Healthcare > Marquette CASE Series, Dash 1000, Dash 2000, Dash 2500, Dash 3000, Dash 4000, Dash 5000, Dash PRO 2000, Dash PRO 3000, Dash PRO 4000, Eagle, Eagle Systems, MAC-Lab, PDM Module, Responder 2000, Responder 3000, Solar 3000, Solar 8000, Solar 9500, Tram 100, Tram 200, Tram 300, Tram 400, Tram 451, Tram 500, Tram 600, Tram 800, Unity Systems | 0.4lb |  |  |  | https://www.cablesandsensors.com/cdn/shop/products/X-MQ-90PE_grande.jpg?v=1571438560 | https://www.cablesandsensors.com/cdn/shop/products/LQB10-AD0-C1_0b2b57ea-5f91-47a6-9aad-7b69e5afae32_grande.jpg?v=1571438560 | [28 empty] | Brand Name |  | Type | ECG | Size |  | Color | Gray | Material | TPU Jacket | Dimensions |  | For Use With |  | Patient Size | Adult/Pediatric | Latex-free | Yes | Sterile | No | Certifications | FDA, CE, ISO10993-1, 5, 10:2003E, TUV, RoHS Compliant | Connector Proximal | Pinch/Grabber, RL | Lead Cable Length | 3ft | Connector Distal | Multi-Link | Lead Color Coding | AHA | Lead Cable Diameter | 4mm | [81 empty] | 1/Bag | Leadwire | ECG Leadwire |  |  | https://www.cablesandsensors.com/products/ge-healthcare-marquette-compatible-ecg-leadwire-412680-003?variant=40612383560 |  |  |  |  | Vinutha | ok | Found | 73.33 | 33 | 12
SN402SN | Cables and Sensors (Magnifico Healthcare) | X-MQ-90PF0 |  |  |  | Leadwire | Lead Pinch/Grabber V-Lead ECG Leadwire |  |  | 6 Months |  | GE Healthcare > Marquette CASE Series, Dash 1000, Dash 2000, Dash 2500, Dash 3000, Dash 4000, Dash 5000, Dash PRO 2000, Dash PRO 3000, Dash PRO 4000, Eagle, Eagle Systems, MAC-Lab, PDM Module, Responder 2000, Responder 3000, Solar 3000, Solar 8000, Solar 9500, Tram 100, Tram 200, Tram 300, Tram 400, Tram 451, Tram 500, Tram 600, Tram 800, Unity Systems | 0.4lb |  |  |  | https://www.cablesandsensors.com/cdn/shop/products/X-MQ-90PF_grande.jpg?v=1571438560 | https://www.cablesandsensors.com/cdn/shop/products/LQB10-AD0-C1_0b2b57ea-5f91-47a6-9aad-7b69e5afae32_grande.jpg?v=1571438560 | [28 empty] | Brand Name |  | Type | ECG | Size |  | Color | Gray | Material | TPU Jacket | Dimensions |  | For Use With |  | Patient Size | Adult/Pediatric | Latex-free | Yes | Sterile | No | Certifications | FDA, CE, ISO10993-1, 5, 10:2003E, TUV, RoHS Compliant | Connector Proximal | Pinch/Grabber, V-Lead | Lead Cable Length | 3ft | Connector Distal | Multi-Link | Lead Color Coding | AHA | Lead Cable Diameter | 4mm | [81 empty] | 1/Bag | Leadwire | ECG Leadwire |  |  | https://www.cablesandsensors.com/products/ge-healthcare-marquette-compatible-ecg-leadwire-412680-003?variant=40613031624 |  |  |  |  | Vinutha | ok | Found | 73.33 | 33 | 12
SN400SN | Cables and Sensors (Magnifico Healthcare) | X-MQ-90PK0 |  |  |  | Leadwire | Lead Pinch/Grabber LA ECG Leadwire |  |  | 6 Months |  | GE Healthcare > Marquette CASE Series, Dash 1000, Dash 2000, Dash 2500, Dash 3000, Dash 4000, Dash 5000, Dash PRO 2000, Dash PRO 3000, Dash PRO 4000, Eagle, Eagle Systems, MAC-Lab, PDM Module, Responder 2000, Responder 3000, Solar 3000, Solar 8000, Solar 9500, Tram 100, Tram 200, Tram 300, Tram 400, Tram 451, Tram 500, Tram 600, Tram 800, Unity Systems | 0.4lb |  |  |  | https://www.cablesandsensors.com/cdn/shop/products/X-MQ-90PK_grande.jpg?v=1571438560 | https://www.cablesandsensors.com/cdn/shop/products/LQB10-AD0-C1_0b2b57ea-5f91-47a6-9aad-7b69e5afae32_grande.jpg?v=1571438560 | [28 empty] | Brand Name |  | Type | ECG | Size |  | Color | Gray | Material | TPU Jacket | Dimensions |  | For Use With |  | Patient Size | Adult/Pediatric | Latex-free | Yes | Sterile | No | Certifications | FDA, CE, ISO10993-1, 5, 10:2003E, TUV, RoHS Compliant | Connector Proximal | Pinch/Grabber, LA | Lead Cable Length | 3ft | Connector Distal | Multi-Link | Lead Color Coding | AHA | Lead Cable Diameter | 4mm | [81 empty] | 1/Bag | Leadwire | ECG Leadwire |  |  | https://www.cablesandsensors.com/products/ge-healthcare-marquette-compatible-ecg-leadwire-412680-003?variant=40612912200 |  |  |  |  | Vinutha | ok | Found | 73.33 | 33 | 12
SN401SN | Cables and Sensors (Magnifico Healthcare) | X-MQ-90PW0 |  |  |  | Leadwire | Lead Pinch/Grabber RA ECG Leadwire |  |  | 6 Months |  | GE Healthcare > Marquette CASE Series, Dash 1000, Dash 2000, Dash 2500, Dash 3000, Dash 4000, Dash 5000, Dash PRO 2000, Dash PRO 3000, Dash PRO 4000, Eagle, Eagle Systems, MAC-Lab, PDM Module, Responder 2000, Responder 3000, Solar 3000, Solar 8000, Solar 9500, Tram 100, Tram 200, Tram 300, Tram 400, Tram 451, Tram 500, Tram 600, Tram 800, Unity Systems | 0.4lb |  |  |  | https://www.cablesandsensors.com/cdn/shop/products/X-MQ-90PW_grande.jpg?v=1571438560 | https://www.cablesandsensors.com/cdn/shop/products/LQB10-AD0-C1_0b2b57ea-5f91-47a6-9aad-7b69e5afae32_grande.jpg?v=1571438560 | [28 empty] | Brand Name |  | Type | ECG | Size |  | Color | Gray | Material | TPU Jacket | Dimensions |  | For Use With |  | Patient Size | Adult/Pediatric | Latex-free | Yes | Sterile | No | Certifications | FDA, CE, ISO10993-1, 5, 10:2003E, TUV, RoHS Compliant | Connector Proximal | Pinch/Grabber, RA | Lead Cable Length | 3ft | Connector Distal | Multi-Link | Lead Color Coding | AHA | Lead Cable Diameter | 4mm | [81 empty] | 1/Bag | Leadwire | ECG Leadwire |  |  | https://www.cablesandsensors.com/products/ge-healthcare-marquette-compatible-ecg-leadwire-412680-003?variant=40612861000 |  |  |  |  | Vinutha | ok | Found | 73.33 | 33 | 12
SN616SN | Holden Battery Services | XR-220AMX-22 |  |  |  | Battery Assembly | Four Pack Power Sonic Battery Assembly | [39 empty] | Brand Name |  | Type | Four Pack Power Sonic | Size |  | Color |  | Material |  | Dimensions |  | For Use With | [101 empty] | Battery | Four Pack Power Sonic Battery Assembly | [7 empty] | Vinutha | ok | Not Found | 81.25 | 13 | 3
SN493SN | Tristate Biomed Sol LLC dba OmniImaging Sv | 00-883705-10 |  |  |  | System Software | System Software | [39 empty] | Brand Name |  | Type |  | Size |  | Color |  | Material |  | Dimensions |  | For Use With | [101 empty] | System Software | [7 empty] | Cleansed | Lakshmi |  | Not Found | 62.5 | 10 | 6
SN491SN | Tristate Biomed Sol LLC dba OmniImaging Sv | 00-883897-08 |  |  |  | Back-Up Software on Floppy Disc | Back-Up Software on Floppy Disc For OEC 9800 Medical System | [39 empty] | Brand Name |  | Type |  | Size |  | Color |  | Material |  | Dimensions |  | For Use With | For OEC 9800 Medical System | [100 empty] | Back-Up Software on Floppy Disc | OEC 9800 Back-Up Software on Floppy Disc | OEC 9800 Medical System Back-Up Software on Floppy Disc | [5 empty] | Cleansed | Lakshmi |  | Not Found | 63.16 | 12 | 7
SN431SN | A+ Medical Company, Inc. | 00-901-14104 |  |  |  | Cable | Super C High Voltage Cable |  |  | 1 Year | [6 empty] | https://www.aplusmedical.biz/hubfs/assets/images/products/00-901141-05.jpg | [29 empty] | Brand Name | Super C | Type |  | Size |  | Color |  | Material |  | Dimensions |  | For Use With | [104 empty] | https://www.aplusmedical.biz/products |  |  |  |  | Enriched | Lakshmi |  | Found | 75 | 15 | 5
SN606SN | Injector Support & Service, LLC | 083-107-1 |  |  | 083-107-1 | CPU/Servo Board | CPU/Servo Board | [39 empty] | Brand Name |  | Type |  | Size |  | Color |  | Material |  | Dimensions |  | For Use With | [101 empty] | Board | CPU/Servo Board | Servo Board | [5 empty] | Cleansed | Lakshmi |  | Not Found | 68.42 | 13 | 6
SN639SN | Injector Support & Service, LLC | 090-128-1 |  |  | 090-128-1 | Gasket | Gasket | [39 empty] | Brand Name |  | Type |  | Size |  | Color |  | Material |  | Dimensions |  | For Use With | [101 empty] | Gasket | [7 empty] | Cleansed | Lakshmi |  | Not Found | 75 | 12 | 4
SN634SN | Injector Support & Service, LLC | 090-183-U |  |  | 090-183-U | Inner Piston | Inner Piston | [39 empty] | Brand Name |  | Type |  | Size |  | Color |  | Material |  | Dimensions |  | For Use With | [101 empty] | Piston | Inner Piston | [6 empty] | Cleansed | Lakshmi |  | Not Found | 66.67 | 12 | 6
SN635SN | Injector Support & Service, LLC | 090-207-1 |  |  | 090-207-1 | Standoff | #6 32TPI Plastic Standoff | [39 empty] | Brand Name |  | Type |  | Size | #6 | Color |  | Material | Plastic | Dimensions |  | For Use With |  | TPI | 32 | [98 empty] | Standoff | Plastic Standoff | [6 empty] | Cleansed | Lakshmi |  | Not Found | 80.95 | 17 | 4
SN605SN | Injector Support & Service, LLC | 093-107-1 |  |  | 093-107-1 | Power Drive Card | Power Drive Card | [39 empty] | Brand Name |  | Type |  | Size |  | Color |  | Material |  | Dimensions |  | For Use With | [101 empty] | Power Drive Card | [7 empty] | Cleansed | Lakshmi |  | Not Found | 55.56 | 10 | 8
SN502SN | PartsSource, Inc. (Twinsburg) | 2156719-N |  | GE Healthcare |  | Power Supply | 220VAC 5VDC 0.57A 60W 110KHz AC-DC Triple Power Supply |  |  | 90 Days |  | PRECISION 500D, SCPU, ADVANTX SCPU |  |  |  |  | https://img.partssource.com/f00000000288376/dam.partssource.com/m/230659acdc86b9a7/Watermark_1000_w-17192_2156719-JPG.jpg | https://img.partssource.com/f00000000288376/dam.partssource.com/m/8b5be3360441f6/Watermark_1000_w-17192_2156719b-JPG.jpg | https://img.partssource.com/f00000000288376/dam.partssource.com/m/64f8a8b25e0d8a5d/Watermark_1000_w-17192_2156719c-JPG.jpg | [14 empty] | Low output ripple | Adjustable main output | Overvoltage and overload protection | Universal input | Remote sense on main output | Built-in EMI filter | [7 empty] | Brand Name |  | Type |  | Size |  | Color |  | Material |  | Dimensions |  | For Use With |  | Switching Frequency | 110KHz | Voltage Rating | 220VAC | Current Rating | 0.57A | Output Voltage | 5VDC | Power Rating | 60W | Operating Temperature | 50°C | Storage Temperature | -40 to 85°C | [86 empty] | Power Supply | AC-DC Power Supply | AC-DC Triple Power Supply | https://www.partssource.com/parts/ge-healthcare/2156719?pspn=ps76ffhleat |  |  |  |  | Enriched | Lakshmi | Partial Map | Found | 93.18 | 41 | 3
SN577SN | First Call Parts, Inc. | 2188371-N |  |  |  | Handswitch Cable | Handswitch Cable For GE AMX4/4+ System |  |  |  |  | PORT | [34 empty] | Brand Name |  | Type |  | Size |  | Color |  | Material |  | Dimensions |  | For Use With | For GE AMX4/4+ System | [100 empty] | Cable | Handswitch Cable | AMX4/4+ System Handswitch Cable | https://www.firstcallparts.com/product/2188371-handswitch-cable |  |  |  |  | Enriched | Lakshmi | Partial Map | Found | 80 | 16 | 4
SN513SN | Innovative Radiology LLC | 2259298-34 |  |  |  | Power Supply | 12V Silhouette Film Changer Switch Power Supply For Generator |  |  |  |  | Proteus XR/a | [34 empty] | Brand Name |  | Type | Silhouette Film Changer Switch | Size |  | Color |  | Material |  | Dimensions |  | For Use With | For GE Generator, General Purpose Radiographic System | Voltage Rating | 12V | [98 empty] | Power Supply | Generator Power Supply | Silhouette Film Changer Switch Power Supply | https://innovative-radiology.com/parts/imaging-parts/sku/2259298-34.html |  |  |  |  | Enriched | Lakshmi |  | Found | 86.96 | 20 | 3
SN501SN | Innovative Radiology LLC | 2259298-35 |  |  |  | Power Supply | 5V Silhouette Film Changer Switch Power Supply For Generator |  |  |  |  | Proteus XR/a | [34 empty] | Brand Name |  | Type | Silhouette Film Changer Switch | Size |  | Color |  | Material |  | Dimensions |  | For Use With | For GE Generator, General Purpose Radiographic System | Voltage Rating | 5V | [98 empty] | Power Supply | Generator Power Supply | Silhouette Film Changer Switch Power Supply | https://innovative-radiology.com/parts/imaging-parts/sku/2259298-35.html |  |  |  |  | Enriched | Lakshmi |  | Found | 86.96 | 20 | 3
SN514SN | Agiliti | 2346947 |  |  |  | Filter/Frame | MDAS H16 Left Filter/Frame | [39 empty] | Brand Name |  | Type | MDAS H16, Left | Size |  | Color |  | Material |  | Dimensions |  | For Use With | [101 empty] | Filter/Frame | Left Filter/Frame | MDAS H16 Filter/Frame | [5 empty] | Cleansed | Lakshmi |  | Not Found | 83.33 | 15 | 3
SN508SN | Agiliti | 2346949 |  |  |  | Filter/Frame | MDAS H16 Right Filter/Frame | [39 empty] | Brand Name |  | Type | MDAS H16, Right | Size |  | Color |  | Material |  | Dimensions |  | For Use With | [101 empty] | Filter/Frame | Right Filter/Frame | MDAS H16 Filter/Frame | [5 empty] | Cleansed | Lakshmi |  | Not Found | 83.33 | 15 | 3
SN617SN | Agiliti | 3804692.8 |  |  |  | Signal Brush | Signal Brush For Fine Gum Care | [39 empty] | Brand Name |  | Type |  | Size |  | Color |  | Material |  | Dimensions |  | For Use With | For Fine Gum Care | [100 empty] | Signal Brush | Fine Gum Care Signal Brush | [6 empty] | Cleansed | Lakshmi |  | Not Found | 82.35 | 14 | 3
SN555SN | DirectMed Imaging, LLC | 3818254 |  | Siemens |  | Carbon Brush Set | Power F Carbon Brush Set For CT Scanner |  | Carbon Brush Set, Power F is a frequently ordered part and can help keep your Siemens Emotion or Sensation systems running properly | 90 Days | [36 empty] | Brand Name |  | Type | Power F | Size |  | Color |  | Material |  | Dimensions |  | For Use With | CT Scanner | [103 empty] | https://directmedimaging.com/part/ct/siemens/carbon-brush-set-power_f-3818254/ |  |  |  |  | Enriched | Lakshmi |  | Found | 68.18 | 15 | 7
SN432SN | North American Imaging, Inc. (NAI) CA | 45196 |  |  |  | X-Ray Tube | 350kHU 32/72kW 0.6x1 12.5deg X-Ray Tube | [9 empty] | https://naimaging.com/medical/wp-content/uploads/2015/01/46060R000DSC_0232.jpg | [29 empty] | Brand Name |  | Type |  | Size |  | Color |  | Material |  | Dimensions |  | For Use With |  | Heat Units | 350kHU | kVP | 150 | KW Rating | 32/72 | Tube Type | MX 100-FLXR | Large Focus | 1 | Stator | E | Target Angle | 12.5deg | X-Ray Tube Model | A-196 | Small Focus | 0.6 | [82 empty] | Tube | X-Ray Tube |  | https://naimaging.com/medical/product/45196e000/ |  |  |  |  | Enriched | Lakshmi | Partial Map | Found | 91.67 | 33 | 3
SN583SN | A+ Medical Company, Inc. | 459800990822 | BV |  |  | Battery Pack | BV Battery Pack |  |  | 90 Days | [6 empty] | https://www.aplusmedical.biz/hubfs/assets/images/products/459800990822_MM-1.png | [29 empty] | Brand Name |  | Type |  | Size |  | Color |  | Material |  | Dimensions |  | For Use With | [101 empty] | Battery Pack | BV Series Battery Pack |  | https://www.aplusmedical.biz/products |  |  |  |  | Enriched | Lakshmi |  | Found | 85 | 17 | 3
SN607SN | Supply4GI LLC | 47502-004 |  |  |  | Colder Connector | Female Threaded Colder Connector | [39 empty] | Brand Name |  | Type |  | Size |  | Color |  | Material |  | Dimensions |  | For Use With |  | Connection Type | Female Threaded | [98 empty] | Connector | Colder Connector | Female Threaded Colder Connector | [5 empty] | Cleansed | Lakshmi |  | Not Found | 84.21 | 16 | 3
SN608SN | Supply4GI LLC | 47502-006 |  |  |  | Angle Colder | Conn-RT Angle Colder | [39 empty] | Brand Name |  | Type | Conn-RT | Size |  | Color |  | Material |  | Dimensions |  | For Use With | [101 empty] | Angle Colder | Conn-RT Angle Colder | [6 empty] | Cleansed | Lakshmi |  | Not Found | 82.35 | 14 | 3
SN640SN | Agiliti | 4757246 |  |  |  | Squeeze Ball | Squeeze Ball | [39 empty] | Brand Name |  | Type |  | Size |  | Color |  | Material |  | Dimensions |  | For Use With | [101 empty] | Squeeze Ball | [7 empty] | Cleansed | Lakshmi |  | Not Found | 80 | 12 | 3
SN571SN | DirectMed Imaging, LLC | 4787763 |  | Siemens |  | Charging Station | Wireless Xray FSW Charging Station For Axiom Artis System |  | Charging Station, Wireless Xray FSW is for the Axiom Artis DBC A100 model of the Siemens Axiom Artis system | 90 Days |  | DBC A100 | [34 empty] | Brand Name |  | Type | Wireless Xray FSW | Size |  | Color |  | Material |  | Dimensions |  | For Use With | X-Ray, Axiom Artis System | [103 empty] | https://directmedimaging.com/part/x-ray/siemens/charg-station-wireless-xrayfsw-4787763/ |  |  |  |  | Enriched | Lakshmi |  | Found | 65.22 | 15 | 8
SN426SN | Jsource Technologies | 5117866-18 |  |  |  | Y-Cable | VGA Y-Cable | [39 empty] | Brand Name |  | Type | VGA | Size |  | Color |  | Material |  | Dimensions |  | For Use With | [101 empty] | Y-Cable | VGA Y-Cable | [6 empty] | Cleansed | Lakshmi |  | Not Found | 82.35 | 14 | 3
SN423SN | Jsource Technologies | 5183547-14 |  |  |  | Mouse | Black 3-Button EMC Enhanced USB Optical Mouse | [39 empty] | Brand Name |  | Type | EMC Enhanced, USB Optical | Size |  | Color | Black | Material |  | Dimensions |  | For Use With |  | Number of Buttons | 3 | [98 empty] | USB Optical Mouse | EMC Enhanced USB Optical Mouse | Black USB Optical Mouse | [5 empty] | Cleansed | Lakshmi |  | Not Found | 85.71 | 18 | 3
SN580SN | First Call Parts, Inc. | 5270056-N |  |  |  | Trolly Assembly | 13 L x 11 W x 2in H Trolly Assembly | [5 empty] | 1lb | 11in | 2in |  | https://www.firstcallparts.com/sfsites/c/cms/delivery/media/MCTQ3HDHVBFZAEZMMOPFBOWGWSYI?recordId=01t4T000002Xw4D&language=en_US&buyerId=3K04T0000004DAW&width=800 | [29 empty] | Brand Name |  | Type |  | Size |  | Color |  | Material |  | Dimensions |  | For Use With |  | Length | 13in | [98 empty] | Trolly Assembly |  |  | https://www.firstcallparts.com/product/trolly-assembly/01t4T000002Xw4DQAS |  |  |  |  | Enriched | Lakshmi | Partial Map | Found | 78.26 | 18 | 5
SN471SN | Jsource Technologies | 5328097 |  |  |  | Hard Drive | Hard Drive | [39 empty] | Brand Name |  | Type |  | Size |  | Color |  | Material |  | Dimensions |  | For Use With | [101 empty] | Hard Drive | [7 empty] | Cleansed | Lakshmi |  | Not Found | 80 | 12 | 3
SN492SN | Tristate Biomed Sol LLC dba OmniImaging Sv | 5330540FS |  |  |  | Power Cord Assembly | Power Cord Assembly | [39 empty] | Brand Name |  | Type |  | Size |  | Color |  | Material |  | Dimensions |  | For Use With | [101 empty] | Cord Assembly | Power Cord Assembly | [6 empty] | Cleansed | Lakshmi |  | Not Found | 64.71 | 11 | 6
SN494SN | Tristate Biomed Sol LLC dba OmniImaging Sv | 5343841 |  |  |  | System Hard Drive | System Hard Drive With Pre-Loaded Software 30 | [39 empty] | Brand Name |  | Type |  | Size |  | Color |  | Material |  | Dimensions |  | For Use With |  | With | Pre-Loaded Software 30 | [98 empty] | Hard Drive | System Hard Drive | System Hard Drive With Pre-Loaded SW 30 | [5 empty] | Cleansed | Lakshmi |  | Not Found | 65 | 13 | 7
SN495SN | Tristate Biomed Sol LLC dba OmniImaging Sv | 5389188FS |  |  |  | Power Cord | Power Cord With No Bracket Ground | [39 empty] | Brand Name |  | Type |  | Size |  | Color |  | Material |  | Dimensions |  | For Use With |  | With | No Bracket Ground | [98 empty] | Cord | Power Cord | Power Cord With No Bracket Ground | [5 empty] | Cleansed | Lakshmi |  | Not Found | 57.89 | 11 | 8
SN604SN | Bulbtronics Inc | 55939 |  |  |  | Collimator Lamp | 0.5 x 1.85in 12V 100W Single Ended Low Voltage Halogen Collimator Lamp | [9 empty] | https://www.bulbtronics.com/ProductImages/photo/SKU0000805pd.jpg | [29 empty] | Brand Name |  | Type | Single Ended, Low Voltage, Halogen | Size |  | Color |  | Material |  | Dimensions |  | For Use With |  | Voltage Rating | 12V | Power Rating | 100W | Base Type | G6.35/2-Pin | Length | 1.85in | Diameter | 0.5in | LCL Size | 30mm | Lumens | 3000 | Life | 50Hr | [84 empty] | Collimator Lamp | Halogen Lamp | Halogen Collimator Lamp | https://www.bulbtronics.com/Search-The-Warehouse/ProductDetail.aspx?sid=0000805&pid=NA55939 |  |  |  |  | Enriched | Lakshmi |  | Found | 91.67 | 33 | 3
SN498SN | PartsSource, Inc. (Twinsburg) | 62821231-N |  | Thales Components Corporation |  | Battery | 7.4V 3.66Ah Battery For 3543EZ Detector |  |  |  |  | MOBILEDIAGNOST WDR, MOBILETT ELARA MAX, YSIO MAX |  |  |  |  | https://img.partssource.com/f00000000288376/dam.partssource.com/m/3afcdb5af6dac4e3/Watermark_1000_w-63101699A-JPG.jpg | https://img.partssource.com/f00000000288376/dam.partssource.com/m/53ba8de67b51f10c/Watermark_1000_w-63101699A_b-JPG.jpg | https://img.partssource.com/f00000000288376/dam.partssource.com/m/51227ab0bff2559e/Watermark_1000_w-63101699A_c-JPG.jpg | https://img.partssource.com/f00000000288376/dam.partssource.com/m/6494a448a9c60e2f/Watermark_1000_w-63101699A_d-JPG.jpg | [26 empty] | Brand Name |  | Type |  | Size |  | Color |  | Material |  | Dimensions |  | For Use With | For 3543EZ Detector | Voltage Rating | 7.4V | Capacity | 3.66Ah | [96 empty] | Battery | Detector Battery |  | https://www.partssource.com/parts/thales-components-corporation/62821231?pspn=ps36bkglwac |  |  |  |  | Enriched | Lakshmi | Partial Map | Found | 89.29 | 25 | 3
SN368SN | North American Imaging, Inc. (NAI) CA | 70055 |  |  |  | X-Ray Tube | 325kHU 30/100kW 0.6x1.2 12.5deg X-Ray Tube | [9 empty] | https://naimaging.com/medical/wp-content/uploads/2015/01/70055p090DSC_0239.jpg | [29 empty] | Brand Name |  | Type |  | Size |  | Color |  | Material |  | Dimensions |  | For Use With |  | Heat Units | 325kHU | kVP | 150 | KW Rating | 30/100 | Tube Type | SRO 33/100 ROT 350 | Large Focus | 1.2 | Stator | P | Target Angle | 12.5deg | X-Ray Tube Model | Rad-34 | Small Focus | 0.6 | [82 empty] | Tube | X-Ray Tube |  | https://naimaging.com/medical/product/70055p090v/ |  |  |  |  | Enriched | Lakshmi | Partial Map | Found | 86.49 | 32 | 5
SN504SN | North American Imaging, Inc. (NAI) CA | 70055P270V |  |  |  | X-Ray Tube | 325kHU 0.6x1.2 12deg X-Ray Tube | [39 empty] | Brand Name |  | Type |  | Size |  | Color |  | Material |  | Dimensions |  | For Use With |  | Heat Units | 325kHU | Large Focus | 1.2 | Target Angle | 12deg | Small Focus | 0.6 | [92 empty] | Tube | X-Ray Tube | [6 empty] | Enriched | Lakshmi |  | Found | 83.33 | 20 | 4
SN479SN | North American Imaging, Inc. (NAI) CA | 70077 |  |  |  | X-Ray Tube | 325kHU 25/50kW 0.6x1 16deg X-Ray Tube | [9 empty] | https://naimaging.com/medical/wp-content/uploads/2015/01/70055p090DSC_0239.jpg | [29 empty] | Brand Name |  | Type |  | Size |  | Color |  | Material |  | Dimensions |  | For Use With |  | Heat Units | 325kHU | kVP | 150 | KW Rating | 25/50 | Tube Type | SRO 25/50 ROT 350 | Large Focus | 1 | Stator | P | Target Angle | 16deg | X-Ray Tube Model | Rad-50 | Small Focus | 0.6 | [82 empty] | Tube | X-Ray Tube |  | https://naimaging.com/medical/product/70077p090v/ |  |  |  |  | Enriched | Lakshmi | Partial Map | Found | 86.49 | 32 | 5
SN414SN | RS Americas, Inc. | 70274676 |  | Bourns | 6539S-1-103 | Potentiometer | 1W 10Kohm Servo Mount 1-Turn Linear Taper Rotary Potentiometer | [5 empty] | 18g |  |  |  | 70274676.jpeg | [9 empty] | https://assets.rs-online.com/image/upload/v1698856710/Datasheets/f1617b2dd523ec4e642d1ed7debfbf2f.pdf | [6 empty] | Feature1: Essentially Infinite Resolution; Feature2: Excellent Rotational Life; Feature3: High Quality, Rugged Construction; Feature4: General Purpose Applications; Feature5: Cost and Space Saving |  |  |  |  | Brand Name |  | Type | Linear Taper, Rotary | Size |  | Color |  | Material |  | Dimensions |  | For Use With |  | Number of Turns | 1 | Power Rating | 1W | Mounting Type | Servo Mount | Tolerance Resistance | +/-15% | Shaft Diameter | 0.1248in | Resistance | 10Kohm | Linearity | 2% | Element Material | Conductive Plastic | Independent Linearity | 0.25% | Terminals | Rear Turret | Backlash | 0.1deg | Starting and Running Torque | 0.4N-cm | Operating Temperature | 1 to 125deg C | Storage Temperature | -65 to 125deg C | IP Rating | IP40 | Standards | RoHS | [68 empty] | Potentiometer | Rotary Potentiometer | Servo Mount Rotary Potentiometer | https://us.rs-online.com/product/bourns/6539s-1-103/70274676/ |  |  |  |  | Enriched | Lakshmi |  | Found | 95.08 | 58 | 3
SN600SN | RS Americas, Inc. | 70519398 |  | Little Fuse | 0239003.MXP | Fuse | 5 x 20mm 250V 3A Slo-Blo Glass Time Delay Cartridge Fuse | [9 empty] | 70519398.jpeg | [9 empty] | https://assets.rs-online.com/image/upload/v1698935921/Datasheets/86246634b2d29fa5bd6f9025cadc6f31.pdf | [19 empty] | Brand Name |  | Type | Time Delay, Cartridge | Size |  | Color |  | Material | Slo-Blo Glass | Dimensions | 5 x 20mm | For Use With |  | Mounting Type | Surface | Primary Type | Single Use | Voltage Rating | 250V | Current Rating | 3A | Action | Slow | Breaking Capacity | 100A | Temperature Range | 55 to 125deg C | Certifications/Standards | CE, CSA, KC, PSE, UL, ANCE 248, RoHS | [84 empty] | Fuse | Time Delay Fuse | Time Delay Cartridge Fuse | https://us.rs-online.com/product/littelfuse/0239003-mxp/70519398/ |  |  |  |  | Enriched | Lakshmi |  | Found | 92.68 | 38 | 3
SN518SN | Agiliti | 7121267 |  |  |  | Fan | Fan | [39 empty] | Brand Name |  | Type |  | Size |  | Color |  | Material |  | Dimensions |  | For Use With | [101 empty] | Fan | [7 empty] | Cleansed | Lakshmi |  | Not Found | 80 | 12 | 3
SN569SN | DirectMed Imaging, LLC | 7395143 |  | Siemens |  | Carbon Brush Set | Carbon Brush Set For CT Scanner and UDC Voltage Sensation System |  | This Carbon Brush Set for UDC Voltage is for use with Philips and Siemens Sensation systems and any of the compatible models listed below the form | 90 Days | [36 empty] | Brand Name |  | Type |  | Size |  | Color |  | Material |  | Dimensions |  | For Use With | CT Scanner, UDC Voltage Sensation System | [103 empty] | https://directmedimaging.com/part/ct/siemens/set-of-carbon-brushes-7395143/ |  |  |  |  | Enriched | Lakshmi |  | Found | 66.67 | 14 | 7
SN462SN | Agiliti | 7395168 |  |  |  | Brush Set | Carbon Brush Set | [39 empty] | Brand Name |  | Type |  | Size |  | Color |  | Material | Carbon | Dimensions |  | For Use With | [101 empty] | Brush Set | Carbon Brush Set | [6 empty] | Cleansed | Lakshmi |  | Not Found | 82.35 | 14 | 3
SN570SN | DirectMed Imaging, LLC | 7395168 |  | Siemens |  | Carbon Brush Set | Carbon Brush Set For CT Scanner and Sensation System |  |  | 90 Days | [36 empty] | Brand Name |  | Type |  | Size |  | Color |  | Material |  | Dimensions |  | For Use With | CT Scanner, Sensation System | [103 empty] | https://directmedimaging.com/part/ct/siemens/set-of-carbon-brushes-7395168/ |  |  |  |  | Enriched | Lakshmi |  | Found | 70 | 14 | 6
SN572SN | DirectMed Imaging, LLC | 7395176 |  | Siemens |  | Carbon Brush Set | Carbon Brush Set For CT Scanner and Sensation System |  | This Carbon Brush Set for Low Power is for use with the Siemens Sensation system | 90 Days | [36 empty] | Brand Name |  | Type |  | Size |  | Color |  | Material |  | Dimensions |  | For Use With | CT Scanner, Sensation System | [103 empty] | https://directmedimaging.com/part/ct/siemens/set-of-carbon-brushes-7395176/ |  |  |  |  | Enriched | Lakshmi |  | Found | 66.67 | 14 | 7
SN562SN | DirectMed Imaging, LLC | 7395440 |  | Siemens |  | Abrasive Cleaner | 80 x 65mm Abrasive Cleaner For CT Scanner |  |  | 90 Days | [36 empty] | Brand Name |  | Type |  | Size |  | Color |  | Material |  | Dimensions | 80 x 65mm | For Use With | CT Scanner | [103 empty] | https://directmedimaging.com/part/ct/siemens/abrasive-cleaner-8065-7395440/ |  |  |  |  | Enriched | Lakshmi |  | Found | 71.43 | 15 | 6
SN591SN | Mediquip Parts Plus (MQPP) | 750467-091 |  |  |  | Gauge | 1/4in LM 0 to 160psi Gauge | [9 empty] | https://www.mqpp.com/default.aspx?page=item%20detail&itemcode=764326-480 | [29 empty] | Brand Name |  | Type |  | Size | 1/4in LM | Color |  | Material |  | Dimensions |  | For Use With |  | Pressure Rating | 0 to 160psi | [98 empty] | Gauge |  |  | https://www.mqpp.com/default.aspx?page=item%20detail&itemcode=750467-091 |  |  |  |  | Enriched | Lakshmi |  | Found | 85 | 17 | 3
SN578SN | First Call Parts, Inc. | 7555274-N |  |  |  | Sensor Cable | 16 L x 11 W x 3in H Sensor Cable For CXDI-50G Digital Radiography System |  |  |  |  | RAD | 4lb | 11in | 3in |  | https://www.firstcallparts.com/sfsites/c/cms/delivery/media/MCE7XLZCXV2JF73FM76RUBY32BYY?recordId=01t4T000001Tcqq&language=en_US&buyerId=3K04T0000004DAW&width=800 | [29 empty] | Brand Name |  | Type |  | Size |  | Color |  | Material |  | Dimensions |  | For Use With | For Siemens MULTIXM System, CXDI-50G Digital Radiography System | Length | 16in | [98 empty] | Cable | Sensor Cable | Digital Radiography System Sensor Cable | https://www.firstcallparts.com/product/sensor-cable-cxdi50g/01t4T000001TcqqQAC |  |  |  |  | Enriched | Lakshmi | Partial Map | Found | 85.19 | 23 | 4
SN560SN | DirectMed Imaging, LLC | 8126430 | S3 M 68 | Siemens |  | Shell Tonna Oil | S3 M 68 200ml Shell Tonna Oil For X-Ray |  |  | 90 Days | [6 empty] | https://www.mqpp.com/default.aspx?page=item%20detail&itemcode=754359-003 | [29 empty] | Brand Name |  | Type |  | Size |  | Color |  | Material |  | Dimensions |  | For Use With | X-Ray | Capacity | 200ml | [101 empty] | https://directmedimaging.com/part/x-ray/siemens/oil-shell-tonna-oil-s3-m-68-200ml-8126430/ |  |  |  |  | Enriched | Lakshmi |  | Found | 66.67 | 16 | 8
SN579SN | First Call Parts, Inc. | 8375545-N |  |  |  | Collimator Bulb | 13 L x 11 W x 2in H Collimator Bulb For SIRESKOPSX/SD System |  |  |  |  | R/F | 1lb | 11in | 2in |  | https://www.firstcallparts.com/sfsites/c/cms/delivery/media/MCXWBOAHSZNBATRBAQPBRLKAULY4?recordId=01t4T000001Tclv&language=en_US&buyerId=3K04T0000004DAW&width=800 | [29 empty] | Brand Name |  | Type |  | Size |  | Color |  | Material |  | Dimensions |  | For Use With | For Siemens SIRESKOPSX/SD System | [100 empty] | Bulb | Collimator Bulb | SIRESKOPSX/SD System Collimator Bulb | https://www.firstcallparts.com/product/8375545-collimator-bulb |  |  |  |  | Enriched | Lakshmi | Partial Map | Found | 80 | 20 | 5
SN367SN | North American Imaging, Inc. (NAI) CA | 92700 |  |  |  | Portable X-Ray Tube | 300kHU 15.6kW 0.7x1.2 16deg Portable X-Ray Tube | [9 empty] | https://naimaging.com/medical/wp-content/uploads/2015/04/MUX100-92700b.jpg | [29 empty] | Brand Name |  | Type |  | Size |  | Color |  | Material |  | Dimensions |  | For Use With |  | Heat Units | 300kHU | kVP | 125 | KW Rating | 15.6 | Tube Type | MUX100/200, Mobileart/Mobiledart | Large Focus | 1.2 | Stator | R | Target Angle | 16deg | X-Ray Tube Model | NAI70 | Small Focus | 0.7 | Target | 74mm | [80 empty] | Tube | X-Ray Tube | Portable X-Ray Tube | https://naimaging.com/medical/product/92700r090sm/ |  |  |  |  | Enriched | Lakshmi | Partial Map | Found | 85 | 34 | 6
SN574SN | Chronos Imaging, LLC | 9896-055-95902 |  |  |  | Tube | Tube For S532/AKRON Q CT Scanner | [39 empty] | Brand Name |  | Type |  | Size |  | Color |  | Material |  | Dimensions |  | For Use With | For S532/AKRON Q CT Scanner | [100 empty] | Tube | CT Tube | CT Scanner Tube | [5 empty] | Cleansed | Lakshmi |  | Not Found | 83.33 | 15 | 3
SN524SN | Danlee Medical Products | 989803145071 |  | Philips | M1669A | Patient ECG Trunk Cable | 2.7m L AAMI/IEC 3 Lead Patient ECG Trunk Cable |  | The Philips M1669A 3 Lead ECG Trunk AAMI/IEC 2.7m - 989803145071 ia a 3 lead ECG patient trunk cable, AAMI/IEC 2.7m with 12 pin ECG input connector for connection to 3 lead telemetry lead set to IntelliVue patient monitor. Trunk can be used for either color code system. 1 trunk cable per bag. Cable length = 2.7m (9 ft.). AAMI and IEC labels included | [7 empty] | https://www.danleemedical.com/media/catalog/product/cache/3a967d84cc2c16890b6f78e3c6838552/p/i/pic-_m1669a_989803145071.jpg | [29 empty] | Brand Name |  | Type | 3 Lead | Size |  | Color |  | Material |  | Dimensions |  | For Use With | For M1671A/M1672A/M1673A/M1674A Lead Set Grabber | Length | 2.7m | Labels | AAMI/IEC | With | 12-Pin ECG Input Connector | [93 empty] | 1/Bag | Trunk Cable | ECG Trunk Cable | Patient ECG Trunk Cable | https://www.danleemedical.com/philips-m1668a-5-lead-ecg-cable-aami-iec.html |  |  |  |  | Enriched | Lakshmi |  | Found | 87.1 | 27 | 4
SN448SN | Fuseco | AGC6 | 312 |  |  | Fuse | 250V 6A Glass Body Time Delay Fast Acting Fuse | [39 empty] | Brand Name |  | Type |  | Size |  | Color |  | Material |  | Dimensions |  | For Use With |  | Used On | 2115090-4, 2115090-5 2115090-7, 2115090-9, 2115090-10 | [98 empty] | Fuse | Fast Acting Fuse | Glass Body Fast Acting Fuse | [5 empty] | Cleansed | Lakshmi |  | Not Found | 85 | 17 | 3
SN311SN | Replacement Parts Industries (RPI) | AMG134 |  |  |  | Gauge | 3/8in MPT Center Back Mount Pressure/Vaccum (Chamber)/Water Gauge |  |  |  |  | Eagle 2000, Eagle 3000, Medallion |  |  |  |  | https://www.rpiparts.com/pimages/AMG134.GIF | [16 empty] | Feature1: Gauge has zero adjust pointer; Feature2: Reads Chamber Pressure/Vacuum |  |  |  |  | Brand Name |  | Type | Pressure/Vaccum (Chamber)/Water | Size |  | Color |  | Material |  | Dimensions |  | For Use With | For 2-5/8in Diameter Cut-Out Front Control Panel, Bulk Sterilizers and Endoscope Processing System | Mounting Type | Center Back | Connection Size | 3/8in | Connection Type | MPT | Dial Size | 2.5in | Dual Scale Measurement | 0 to 60psig/10 to 30psig and 0 to 4.2kg sq cm/254 to 760mm Hg | Includes | Gauge, Mounting Bracket and Hardware | [88 empty] | Gauge | Center Back Mount Gauge | Pressure/Vaccum (Chamber)/Water Gauge | https://www.rpiparts.com/RPIPartDetail.aspx?rpinum=AMG134 |  |  |  |  | Enriched | Lakshmi |  | Found | 89.19 | 33 | 4
SN312SN | Replacement Parts Industries (RPI) | AMG135 |  |  |  | Gauge | 1/8in MPT Back Mount Pressure (Jacket) Gauge |  |  |  |  | Eagle 2000, Eagle 3000, Medallion |  |  |  |  | https://www.rpiparts.com/pimages/AMG135.GIF | [16 empty] | Feature1: Gauge has zero adjust pointer; Feature2: Reads Jacket Pressure |  |  |  |  | Brand Name |  | Type | Pressure (Jacket) | Size |  | Color |  | Material |  | Dimensions |  | For Use With | For Bulk Sterilizers and Endoscope Processing System | Mounting Type | Center Back | Connection Size | 1/8in | Connection Type | MPT | Dial Size | 2.5in | Includes | Gauge, Mounting Bracket and Hardware | [90 empty] | Gauge | Center Back Mount Gauge | Pressure (Jacket) Gauge | https://www.rpiparts.com/RPIPartDetail.aspx?rpinum=AMG135 |  |  |  |  | Enriched | Lakshmi |  | Found | 88.57 | 31 | 4
SN308SN | Replacement Parts Industries (RPI) | AMG190 |  |  |  | Gasket | 2-1/2 x 2-1/2 x 1/8in Klinger-SIL C-4500 Gasket |  |  |  |  | Eagle 2000, Eagle 3000, Medallion |  | 2-1/2in |  |  | https://www.rpiparts.com/pimages/AMG190.GIF | [29 empty] | Brand Name |  | Type | Heater Flange | Size |  | Color |  | Material | Klinger-SIL C-4500 | Dimensions |  | For Use With | For Bulk Sterilizers and Endoscope Processing System | Length | 2-1/2in | Thickness | 1/8in | Center Hole Size | 1-5/8in | Bolt Hole Size | 7/16in | [92 empty] | Gasket | Klinger-SIL C-4500 Gasket |  | https://www.rpiparts.com/RPIPartDetail.aspx?rpinum=AMG190 |  |  |  |  | Enriched | Lakshmi |  | Found | 87.5 | 28 | 4
SN309SN | Replacement Parts Industries (RPI) | AMK085 |  |  |  | Repair Kit | Piston Style Repair Kit For S-4 3/8in Port Solenoid Valve |  |  |  |  | Eagle 2000, Eagle 3000, Medallion |  |  |  |  | https://www.rpiparts.com/pimages/AMK085.GIF | [29 empty] | Brand Name |  | Type | Piston Style | Size |  | Color |  | Material |  | Dimensions |  | For Use With | For S-4 3/8in Port Solenoid Valve, Bulk Sterilizers and Endoscope Processing System | [100 empty] | Repair Kit | Valve Repair Kit | Solenoid Valve Repair Kit | https://www.rpiparts.com/RPIPartDetail.aspx?rpinum=AMK085 |  |  |  |  | Enriched | Lakshmi |  | Found | 82.61 | 19 | 4
SN310SN | Replacement Parts Industries (RPI) | AMK086 |  |  |  | Repair Kit | Piston/Diaphragm Style Repair Kit For S-10 1-1/4in Port Solenoid Valve |  |  |  |  | Eagle 2000, Eagle 3000, Medallion |  |  |  |  | https://www.rpiparts.com/pimages/AMK086.GIF | [29 empty] | Brand Name |  | Type | Piston/Diaphragm Style | Size |  | Color |  | Material |  | Dimensions |  | For Use With | For S-10 1-1/4in Port Solenoid Valve, V-23 Chamber Drain, Bulk Sterilizers and Endoscope Processing System | [100 empty] | Repair Kit | Valve Repair Kit | Solenoid Valve Repair Kit | https://www.rpiparts.com/RPIPartDetail.aspx?rpinum=AMK086 |  |  |  |  | Enriched | Lakshmi |  | Found | 82.61 | 19 | 4
SN313SN | Replacement Parts Industries (RPI) | AMS049 |  |  |  | Cap Screw | 1/4-28TPI x 1/2in Stainless Steel Socket Head Cap Screw |  |  |  |  | Eagle 2000, Eagle 3000, Medallion |  |  |  |  | https://www.rpiparts.com/pimages/AMS049.GIF | [29 empty] | Brand Name |  | Type | Socket Head | Size |  | Color |  | Material | Stainless Steel | Dimensions |  | For Use With | For Gasket Bar, Bulk Sterilizers and Endoscope Processing System | Connection Size | 1/4in | TPI | 28 | Length | 1/2in | [94 empty] | Cap Screw | Socket Head Cap Screw | Stainless Steel Socket Head Cap Screw | https://www.rpiparts.com/RPIPartDetail.aspx?rpinum=AMS049 |  |  |  |  | Enriched | Lakshmi |  | Found | 86.67 | 26 | 4
SN314SN | Replacement Parts Industries (RPI) | AMS250 |  |  |  | Cap Screw | 1/4-28TPI x 5/8in Stainless Steel Socket Head Cap Screw |  |  |  |  | Eagle 2000, Eagle 3000, Medallion |  |  |  |  | https://www.rpiparts.com/pimages/AMS250.GIF | [29 empty] | Brand Name |  | Type | Socket Head | Size |  | Color |  | Material | Stainless Steel | Dimensions |  | For Use With | For Cover, Snap Action Diaphragm, Bulk Sterilizers and Endoscope Processing System | Connection Size | 1/4in | TPI | 28 | Length | 5/8in | Head Markings | F593C | [91 empty] | 4/Pack | Cap Screw | Socket Head Cap Screw | Stainless Steel Socket Head Cap Screw | https://www.rpiparts.com/RPIPartDetail.aspx?rpinum=AMS250 |  |  |  |  | Enriched | Lakshmi |  | Found | 87.88 | 29 | 4
SN490SN | OSI Batteries | B01099 |  |  |  | Battery | 6.57 x 6.92 x 4.96in 12V 26Ah Rechargeable, Sealed Lead Acid Battery | [5 empty] | 22.3lb | 6.92in | 4.96in |  | https://www.osibatteries.com/Images/products/B01099_product-1.jpg?resizeid=5&resizeh=1200&resizew=1200 | [29 empty] | Brand Name | Unipower | Type | Rechargeable, Sealed Lead Acid | Size |  | Color |  | Material |  | Dimensions |  | For Use With |  | Nominal Voltage | 12V | Nominal Capacity | 26Ah | Terminals | M6 Insert | Length | 6.57in | [92 empty] | Battery | Rechargeable Battery | Sealed Lead Acid Battery | https://www.osibatteries.com/Unipower-B01099-Battery-12v-26AH-VRLA-G12V26AH10EP?srsltid=AfmBOopzN3gIGwc3wXaEvkGpWlmcBliyNLpgiIXuZ1XL2cD5yzZULDvS |  |  |  |  | Enriched | Lakshmi |  | Found | 87.5 | 28 | 4
SN568SN | OSI Batteries | B11832 |  |  |  | Replacement Battery Cartridge | 13.5 x 8.5 x 3.26in 24V 18Ah Sealed Lead Acid Replacement Battery Cartridge For UPS |  | OSI Batteries is your One Source for aftermarket Sealed Lead Acid APC Replacement Battery Cartridges. With a maintenance-free, high-rate design, and leak proof structure, B11832 provides a dependable, optimum performance for UPS applications. This aftermarket replacement battery cartridge is assembled by OSI Batteries using high quality sealed rechargeable batteries. B11832 is guaranteed to meet or exceed the specifications of the original APC replacement battery cartridge | 12 Months |  |  | 26.32lb |  |  |  | https://www.osibatteries.com/Images/products/B11832_product-1.jpg?resizeid=5&resizeh=1200&resizew=1200 | [29 empty] | Brand Name |  | Type | Sealed Lead Acid | Size |  | Color |  | Material |  | Dimensions | 13.5 x 8.5 x 3.26in | For Use With | For UPS | Nominal Voltage | 24V | Nominal Capacity | 18Ah | Terminals | Wire Leads, Plug | [94 empty] | Replacement Battery Cartridge | UPS Battery Cartridge | Sealed Lead Acid Battery Cartridge | https://www.osibatteries.com/apc-rbc24-replacement-battery-cartridge-ups |  |  |  |  | Enriched | Lakshmi |  | Found | 87.1 | 27 | 4
SN589SN | OSI Batteries | B11833 |  |  |  | Replacement Battery Cartridge | 24V 9Ah Sealed Lead Acid Replacement Battery Cartridge |  | OSI Batteries is your One Source for aftermarket Sealed Lead Acid APC Replacement Battery Cartridges. With a maintenance-free, high-rate design, and leak proof structure, APC-RBC123 provides a dependable, optimum performance for UPS applications. This aftermarket replacement battery cartridge is assembled by OSI Batteries using high quality sealed rechargeable batteries. APC-RBC123 is guaranteed to meet or exceed the specifications of the original APC replacement battery cartridge | 12 Months |  |  | 12lb |  |  |  | https://www.osibatteries.com/Images/products/B11833_product-1.jpg?resizeid=5&resizeh=1200&resizew=1200 | https://www.osibatteries.com/Images/products/B11833_product-2.jpg?resizeid=5&resizeh=1200&resizew=1200 | [28 empty] | Brand Name |  | Type | Sealed Lead Acid | Size |  | Color |  | Material |  | Dimensions |  | For Use With |  | Nominal Voltage | 24V | Nominal Capacity | 9Ah | Terminals | Wire Leads, Plug | [94 empty] | Replacement Battery Cartridge | Battery Cartridge | Sealed Lead Acid Battery Cartridge | https://www.osibatteries.com/apc-rbc123-system-battery |  |  |  |  | Enriched | Lakshmi |  | Found | 83.87 | 26 | 5
SN630SN | OSI Batteries | B12238 |  | PowerVar | 54811-01 | Replacement Battery | 24V 12Ah Rechargeable, VRLA Replacement Battery For UPS | [9 empty] | https://www.osibatteries.com/Images/products/B12238_product-1.jpg?resizeid=5&resizeh=1200&resizew=1200 | [29 empty] | Brand Name |  | Type | Rechargeable, VRLA | Size |  | Color |  | Material |  | Dimensions |  | For Use With | For UPS, PowerVar ABCE1100-11/ABCE1100-11IEC/ABCE1100-22/ABCE1100-22IEC/ABCEG1100-11/ABCEG1100-22 Security One UPM | Nominal Voltage | 24V | Nominal Capacity | 12Ah | Application | Security I | [94 empty] | Replacement Battery | UPS Replacement Battery | Rechargeable VRLA Battery | https://www.osibatteries.com/powervar-abce1102-11-abce1102-11med-abce1442-11-abce1442-11med-b-attery-50814-01_2 |  |  |  |  | Enriched | Lakshmi |  | Found | 89.66 | 26 | 3
SN622SN | Agiliti | BSX71-0782 |  |  |  | Cable | Aquilion High Voltage Cable | [39 empty] | Brand Name | Aquilion | Type | High Voltage | Size |  | Color |  | Material |  | Dimensions |  | For Use With | [101 empty] | Cable | High Voltage Cable | Aquilion High Voltage Cable | [5 empty] | Cleansed | Lakshmi |  | Not Found | 84.21 | 16 | 3
SN523SN | Danlee Medical Products | CA2016560002-C |  |  |  | EKG Trunk Cable | 17ft L EKG Trunk Cable | [39 empty] | Brand Name |  | Type |  | Size |  | Color |  | Material |  | Dimensions |  | For Use With |  | Length | 17ft | [98 empty] | Trunk Cable | EKG Trunk Cable | [6 empty] | Cleansed | Lakshmi |  | Not Found | 83.33 | 15 | 3
SN298SN | Danlee Medical Products | CAD8377RA1 |  |  |  | ECG Cable | Right Angle ECG Cable With Leads | [39 empty] | Brand Name |  | Type | Right Angle | Size |  | Color |  | Material |  | Dimensions |  | For Use With |  | With | Leads | [98 empty] | ECG Cable | Right Angle ECG Cable | ECG Cable With Leads | [5 empty] | Cleansed | Lakshmi |  | Not Found | 36.36 | 12 | 21 | bar: Feature1 to Feature4
SN285SN | Advantage Medical Electronics, LLC LifeSync | CB-71385R |  |  |  | ECG HP Cable | 10ft L 3-Lead Safety DIN ECG HP Cable |  |  |  |  | BeneView T5, BeneView T6, 78352C, 78354C |  |  |  |  | https://store.advantagemed.com/graphics/ecgcables/222A2.jpg | https://store.advantagemed.com/graphics/ecgcables/024B.jpg | [28 empty] | Brand Name |  | Type | Detachable, Safety DIN | Size |  | Color |  | Material |  | Dimensions |  | For Use With | For Philips Medical Systems | Number of Leads | 3 | Diameter | 0.06in | Length | 10ft | Terminals | RA, LA, LL | [92 empty] | ECG Cable | ECG HP Cable | Safety DIN ECG Cable | https://store.advantagemed.com/index.php?page=details&pnum=CB-71385R&cat=ecg&subcat=ecg&oem=Mindray&oem_model=&ref=outfit |  |  |  |  | Enriched | Lakshmi |  | Found | 87.1 | 27 | 4
SN286SN | Advantage Medical Electronics, LLC LifeSync | CB-72385R |  |  |  | ECG HP Cable | 10ft L 3-Lead Molded Shielded/Snap ECG HP Cable |  |  |  |  | BeneView T5, BeneView T6, 78352C, 78354C |  |  |  |  | https://store.advantagemed.com/graphics/ecgcables/240A2S.jpg | https://store.advantagemed.com/graphics/ecgcables/024B.jpg | [28 empty] | Brand Name |  | Type | Non-Detachable, Molded, Shielded/Snap | Size |  | Color |  | Material |  | Dimensions |  | For Use With | For Philips Medical Systems | Number of Leads | 3 | Length | 10ft | Terminals | RA, LA, LL | [94 empty] | ECG Cable | ECG HP Cable | Shielded/Snap ECG Cable | https://store.advantagemed.com/index.php?page=products&pnum=CB-72385R&cat=ecg&subcat=ecg&oem=&oem_model=&class=3&subclass=72000&ref=products |  |  |  |  | Enriched | Lakshmi |  | Found | 89.66 | 26 | 3
SN287SN | Advantage Medical Electronics, LLC LifeSync | CB-72585R-P |  |  |  | ECG HP Cable | 10ft L 5-Lead Molded Shielded/Snap ECG HP Cable With Pinch |  |  |  |  | BeneView T5, BeneView T6, 78352C, 78354C |  |  |  |  | https://store.advantagemed.com/graphics/ecgcables/241A2S.jpg | https://store.advantagemed.com/graphics/ecgcables/024B.jpg | [28 empty] | Brand Name |  | Type | Non-Detachable, Molded, Shielded/Snap | Size |  | Color |  | Material |  | Dimensions |  | For Use With | For Philips Medical Systems | Number of Leads | 5 | Length | 10ft | Terminals | RA, RL, C, LL, LA | [94 empty] | ECG Cable | ECG HP Cable | ECG Cable With Pinch | https://store.advantagemed.com/index.php?page=products&pnum=CB-72585R&cat=ecg&subcat=ecg&oem=&oem_model=&class=5&subclass=72000&ref=products |  |  |  |  | Enriched | Lakshmi | Partial Map | Found | 89.66 | 26 | 3
SN288SN | Advantage Medical Electronics, LLC LifeSync | CB-81355 |  |  |  | ECG Patient Cable | 10ft L Twin-Pin AAMI Shielded 3-Lead ECG Patient Cable |  |  |  |  | 1200 Defib Series, 1500 Defib Series |  |  |  |  | https://store.advantagemed.com/graphics/ecgcables/230A1.jpg | https://store.advantagemed.com/graphics/ecgcables/001A.jpg | [28 empty] | Brand Name |  | Type | Detachable, Twin-Pin AAMI Shielded | Size |  | Color |  | Material |  | Dimensions |  | For Use With | For GE Medical Systems | Number of Leads | 3 | Length | 10ft | Terminals | RA, LL, LA | [94 empty] | ECG Cable | ECG Patient Cable | Twin-Pin AAMI Shielded ECG Cable | https://store.advantagemed.com/index.php?page=products&pnum=CB-81355&cat=ecg&subcat=ecg&oem=&oem_model=&class=3&subclass=81000&ref=products |  |  |  |  | Enriched | Lakshmi |  | Found | 89.66 | 26 | 3
SN557SN | OSI Batteries | CS-GMP420MD |  | GE Medical | BT12 M2836 | Battery | 14.8V 4.4Ah Replacement Biomedical, Lithium-Ion Battery For Logiq e/Logiq i/Vivid e Ultrasound | [9 empty] | https://www.osibatteries.com/Images/products/CS-GMP420MD_product-1.jpg?resizeid=5&resizeh=1200&resizew=1200 | [29 empty] | Brand Name |  | Type | Replacement Biomedical, Lithium-Ion | Size |  | Color |  | Material |  | Dimensions |  | For Use With | For Logiq e/Logiq i/Vivid e Ultrasound | Nominal Voltage | 14.8V | Nominal Capacity | 4.4Ah | [96 empty] | Battery | Lithium-Ion Battery | Logiq e Ultrasound Battery | https://www.osibatteries.com/ge-medical-logiq-e-ultrasound-battery-bt12-m2836 |  |  |  |  | Enriched | Lakshmi |  | Found | 85.19 | 23 | 4
SN561SN | Agiliti | E8811ED |  |  |  | Bellows Assembly | Adult Bellows Assembly For MRI Respiratory/Cardiac Gating | [39 empty] | Brand Name |  | Type |  | Size |  | Color |  | Material |  | Dimensions |  | For Use With | For MRI Respiratory/Cardiac Gating | Age Group | Adult | [98 empty] | Bellows Assembly | Adult Bellows Assembly | MRI Respiratory/Cardiac Gating Bellows Assembly | [5 empty] | Cleansed | Lakshmi |  | Not Found | 85 | 17 | 3
SN348SN | Endofilter Inc | EFMF01-0069 |  |  |  | Filter | 0.1 Micron Bacterial Retention Filter | [39 empty] | Brand Name |  | Type | Bacterial Retention | Size |  | Color |  | Material |  | Dimensions |  | For Use With |  | Filter Rating | 0.1 Micron | [98 empty] | Filter | Bacterial Retention Filter | [6 empty] | Cleansed | Lakshmi |  | Not Found | 84.21 | 16 | 3
SN347SN | Endofilter Inc | EFMF01-0071 |  |  |  | Pre-Filter | Advantage Plus 0.45 Micron Pleated Pre-Filter | [39 empty] | Brand Name | Advantage Plus | Type | Pleated | Size |  | Color |  | Material |  | Dimensions |  | For Use With |  | Filter Rating | 0.45 Micron | [98 empty] | Pre-Filter | Pleated Pre-Filter | Advantage Plus Pleated Pre-Filter | [5 empty] | Cleansed | Lakshmi |  | Not Found | 85.71 | 18 | 3
SN582SN | Sparkle Power Inc. | FSP300UCB-B204 |  |  |  | Power Supply | 90 to 264V 5A 47 to 63Hz Power Supply | [39 empty] | Brand Name |  | Type |  | Size |  | Color |  | Material |  | Dimensions |  | For Use With |  | Voltage Rating | 90 to 264V | Current Rating | 5A | Frequency Range | 47 to 63Hz | Temperature Rating | 0 to 50deg F | [92 empty] | Power Supply | [7 empty] | Cleansed | Lakshmi |  | Not Found | 86.96 | 20 | 3
SN510SN | Interlight | GB-WW-DUB6-6 |  |  |  | Light Blub | 2in L 24V 150W 3050K T4 Replacement Light Blub |  |  | 30 Days | [6 empty] | https://cdn11.bigcommerce.com/s-6hoi8ta601/images/stencil/1280x1280/products/8344637/2046246/_IN-00SF8vnew__49364.1743878110.jpg?c=1 | https://cdn11.bigcommerce.com/s-6hoi8ta601/images/stencil/960w/products/8344637/5081342/_IN-00SF8v2__33288.1743878110.jpg?c=1 | https://cdn11.bigcommerce.com/s-6hoi8ta601/images/stencil/1280x1280/products/8344637/5081345/_IN-00SF8v4__95859.1743878110.jpg?c=1 | https://cdn11.bigcommerce.com/s-6hoi8ta601/images/stencil/960w/products/8344637/5081348/_IN-00SF8v5__40560.1743878110.jpg?c=1 | [13 empty] | Feature1: Replacement for 2271727 (for GE GENERAL ELECTRIC G.E) and others Light Bulbs |  |  |  |  | Brand Name |  | Type | Replacement | Size |  | Color |  | Material |  | Dimensions |  | For Use With |  | Voltage Rating | 24V | Power Rating | 150W | Base Type | G6.35 GY6.35 GZ6.35 2-Pin | Color Temperature | 3050K | Lumens | 4300 | Shape | T4 | Life | 100Hr | Length | 2in | [84 empty] | Bulb | Light Bulb | Replacement Light Bulb | https://www.interlightus.com/products/ge-general-electric-g-e-2271727.html |  |  |  |  | Enriched | Lakshmi | Partial Map | Found | 92.68 | 38 | 3
SN532SN | Interlight | GC-WW-2656-5 |  |  |  | Light Blub | 1.73in L 23V 50W T4 Replacement Light Blub |  |  | 30 Days | [6 empty] | https://cdn11.bigcommerce.com/s-6hoi8ta601/images/stencil/1920w/products/8177985/1891680/_IN-02J35__67969.1700711912.jpg?c=1 | [16 empty] | Feature1: Replacement for 18566 (for HANALUX / HANAULUX) and others Halogen Light Bulbs |  |  |  |  | Brand Name |  | Type | Replacement | Size |  | Color |  | Material |  | Dimensions |  | For Use With |  | Voltage Rating | 23V | Power Rating | 50W | Base Type | G6.35 GY6.35 GZ6.35 2-Pin |  |  |  |  | Shape | T4 | Life | 1000Hr | Length | 1.73in | [84 empty] | Bulb | Light Bulb | Replacement Light Bulb | https://www.interlightus.com/products/hanalux-hanaulux-018566.html |  |  |  |  | Enriched | Lakshmi | Partial Map | Found | 86.11 | 31 | 5
SN531SN | Interlight | GC-WW-40LX-5 |  |  |  | Light Blub | 1.75in L 12V 100W 3300K T4 Replacement Light Blub |  |  | 30 Days | [6 empty] | https://cdn11.bigcommerce.com/s-6hoi8ta601/images/stencil/1280x1280/products/8257466/1963709/_GY6.35_T4_C6__80879.1700751811.jpg?c=1 | [16 empty] | Feature1: Replacement for 54248 (for OSRAM SYLVANIA) and others Light Bulbs |  |  |  |  | Brand Name |  | Type | Replacement | Size |  | Color |  | Material |  | Dimensions |  | For Use With |  | Voltage Rating | 12V | Power Rating | 100W | Base Type | GY6.35 2-Round Pins | Color Temperature | 3300K | Lumens | 2800 | Shape | T4 | Life | 50Hr | Length | 1.75in | [84 empty] | Bulb | Light Bulb | Replacement Light Bulb | https://www.interlightus.com/products/osram-sylvania-54248.html?_gl=1*1tofdeh*_up*MQ..*_ga*OTE4ODY0MjAxLjE3NDc5OTI4Mjc.*_ga_JGMFRCVXTS*czE3NDkxOTk0MzMkbzIkZzEkdDE3NDkxOTk5MDIkajIxJGwwJGgw |  |  |  |  | Enriched | Lakshmi | Partial Map | Found | 92.11 | 35 | 3
SN533SN | Interlight | GC-WW-40QD-5 |  |  |  | Light Blub | 2in L 24V 150W 3050K T4 Replacement Light Blub |  |  | 30 Days | [6 empty] | https://cdn11.bigcommerce.com/s-6hoi8ta601/images/stencil/1920w/products/8377400/2085821/_IN-00SF8vnew__48930.1743877631.jpg?c=1 | https://cdn11.bigcommerce.com/s-6hoi8ta601/images/stencil/1280x1280/products/8377400/5081668/_IN-00SF8v2__18512.1743877631.jpg?c=1 | https://cdn11.bigcommerce.com/s-6hoi8ta601/images/stencil/960w/products/8377400/5081670/_IN-00SF8v3__71289.1743877632.jpg?c=1 | https://cdn11.bigcommerce.com/s-6hoi8ta601/images/stencil/960w/products/8377400/5081671/_IN-00SF8v4__90757.1743877632.jpg?c=1 | https://cdn11.bigcommerce.com/s-6hoi8ta601/images/stencil/960w/products/8377400/5081672/_IN-00SF8v5__49517.1743877632.jpg?c=1 | [12 empty] | Feature1: Replacement for 54264 (for OSRAM SYLVANIA) and others Light Bulbs |  |  |  |  | Brand Name |  | Type | Replacement | Size |  | Color |  | Material |  | Dimensions |  | For Use With |  | Voltage Rating | 24V | Power Rating | 150W | Base Type | G6.35 GY6.35 GZ6.35 2-Pin | Color Temperature | 3050K | Lumens | 4300 | Shape | T4 | Life | 100Hr | Length | 2in | [84 empty] | Bulb | Light Bulb | Replacement Light Bulb | https://www.interlightus.com/products/osram-sylvania-54264.html |  |  |  |  | Enriched | Lakshmi | Partial Map | Found | 92.86 | 39 | 3
SN529SN | Interlight | GC-WW-5QDX-1 |  |  |  | Light Blub | 1.65in L 23V 50W 3100K T4 Replacement Light Blub |  |  | 30 Days | [6 empty] | https://cdn11.bigcommerce.com/s-6hoi8ta601/images/stencil/1280x1280/products/7272819/1190467/z_1967_54257__53650.1700834415.jpg?c=1 | [16 empty] | Feature1: Replacement for 8000123 (for USHIO) and others Halogen Light Bulbs |  |  |  |  | Brand Name |  | Type | Replacement | Size |  | Color |  | Material |  | Dimensions |  | For Use With |  | Voltage Rating | 23V | Power Rating | 50W | Base Type | G6.35 GY6.35 GZ6.35 2-Pin | Color Temperature | 3100K | Lumens | 1150 | Shape | T4 | Life | 1200Hr | Length | 1.65in | [84 empty] | Bulb | Light Bulb | Replacement Light Bulb | https://www.interlightus.com/products/ushio-8000123.html |  |  |  |  | Enriched | Lakshmi | Partial Map | Found | 92.11 | 35 | 3
SN528SN | Interlight | GC-WW-EFWG-7 |  |  |  | Light Blub | 1.85in L 12V 100W 3000K T4 Replacement Light Blub |  |  | 30 Days | [6 empty] | https://cdn11.bigcommerce.com/s-6hoi8ta601/images/stencil/1920w/products/8383193/2093148/_narva-55939__71413.1700815789.jpg?c=1 | [16 empty] | Feature1: Replacement for 062-65012-02 (for SHIMADZU) and others Halogen Light Bulbs |  |  |  |  | Brand Name |  | Type | Replacement | Size |  | Color |  | Material |  | Dimensions |  | For Use With |  | Voltage Rating | 12V | Power Rating | 100W | Base Type | G6.35 GY6.35 GZ6.35 2-Pin | Color Temperature | 3000K | Lumens | 3000 | Shape | T4 | Life | 50Hr | Length | 1.85in | [84 empty] | Bulb | Light Bulb | Replacement Light Bulb | https://www.interlightus.com/products/shimadzu-062-65012-02.html |  |  |  |  | Enriched | Lakshmi | Partial Map | Found | 92.11 | 35 | 3
SN530SN | Interlight | GC-WW-EGH5-7 |  |  |  | Light Blub | 1.75in L 12V 100W 3300K T4 Replacement Light Blub |  |  | 30 Days | [6 empty] | https://cdn11.bigcommerce.com/s-6hoi8ta601/images/stencil/1280x1280/products/8273456/1978568/_GY6.35_T4_C6__11415.1719205128.jpg?c=1 | [16 empty] | Feature1: Replacement for 242253300621 (for PHILIPS) and others Light Bulbs |  |  |  |  | Brand Name |  | Type | Replacement | Size |  | Color |  | Material |  | Dimensions |  | For Use With |  | Voltage Rating | 12V | Power Rating | 100W | Base Type | GY6.35 2-Round Pins | Color Temperature | 3300K | Lumens | 2800 | Shape | T4 | Life | 50Hr | Length | 1.75in | [84 empty] | Bulb | Light Bulb | Replacement Light Bulb | https://www.interlightus.com/products/philips-242253300621.html?srsltid=AfmBOopwWY_s6ysjaVibMumgNolX6FVOHFYyLe4PQYEb5a2sMjA-jD0f |  |  |  |  | Enriched | Lakshmi | Partial Map | Found | 92.11 | 35 | 3
SN625SN | Interlight | GD-WW-6HHK-8 |  |  |  | Light Blub | 1.75in L 12V 100W 3300K T4 Replacement Light Blub |  |  | 30 Days | [6 empty] | https://cdn11.bigcommerce.com/s-6hoi8ta601/images/stencil/1280x1280/products/8311018/2012862/_GY6.35_T4_C6__61191.1700776669.jpg?c=1 | [16 empty] | Feature1: Replacement for HLX 64625 (for OSRAM SYLVANIA) and others Light Bulbs |  |  |  |  | Brand Name |  | Type | Replacement | Size |  | Color |  | Material |  | Dimensions |  | For Use With |  | Voltage Rating | 12V | Power Rating | 100W | Base Type | GY6.35 2-Round Pins | Color Temperature | 3300K | Lumens | 2800 | Shape | T4 | Life | 50Hr | Length | 1.75in | [84 empty] | Bulb | Light Bulb | Replacement Light Bulb | https://www.interlightus.com/products/osram-sylvania-hlx-64625.html |  |  |  |  | Enriched | Lakshmi | Partial Map | Found | 92.11 | 35 | 3
SN615SN | Davis Medical Electronics (Probo Medical) | GES-EKG-2016560-002 |  |  |  | ECG Patient Cable | 17ft L Latex-Free Round Connector Coiled ECG Patient Cable |  | High quality design to use with GE Medical products that utilize the CAM 14 acquisition module. Made to withstand the fast paced hospital and clinic environment and a cost effective option |  |  | CAM 14 |  |  |  |  | https://www.davismedical.com/Images/Images/2016560_002.png | [16 empty] | Feature1: Acquired with CAM 14 Acquisition Module; Feature2: Sold as Individual Units; Feature3: 15ft (4.6m) ensures clear signals to acquisition module; Feature4: Easy to clean and Latex-free |  |  |  |  | Brand Name |  | Type | Round Connector, Coiled | Size |  | Color |  | Material |  | Dimensions |  | For Use With | For Acquisition Module | Latex/Latex-Free | Latex-Free | [98 empty] | Patient Cable | ECG Patient Cable | Latex-Free ECG Patient Cable | https://www.davismedical.com/Products/GE-ECG-CAM-14-Coiled-Patient-Cable-2016560-002__GES-EKG-2016560-002.aspx?srsltid=AfmBOoo0j8cGHQoJHWmqzbGxEnOGmX5Cnv7HBerFVI5O7jWNfz4DQ14d |  |  |  |  | Enriched | Lakshmi |  | Found | 86.21 | 25 | 4
SN525SN | OSI Batteries | GP672 |  | CSB |  | Battery | 5.94 x 1.34 x 3.94in 6V 7.2Ah General Purpose, Sealed Lead Acid Battery |  | GP 672 is a general purpose battery with up to 5 years in standby service or more than 260 cycles at 100% discharge in cycle service. As with all CSB batteries, all are rechargeable, highly efficient, leak proof and maintenance free |  |  |  |  | 1.34in | 3.94in |  | https://www.osibatteries.com/Images/products/GP672_product-1.jpg?resizeid=5&resizeh=1200&resizew=1200 | [29 empty] | Brand Name |  | Type | General Purpose, Sealed Lead Acid | Size |  | Color |  | Material |  | Dimensions |  | For Use With |  | Nominal Voltage | 6V | Nominal Capacity | 7.2Ah | Terminals | 0.187in Faston | Length | 5.94in | [92 empty] | Battery | Sealed Lead Acid Battery | General Purpose Battery | https://www.osibatteries.com/csb-gp-672-battery-6v-7-2ah-sealed-lead-acid |  |  |  |  | Enriched | Lakshmi |  | Found | 84.38 | 27 | 5
SN482SN | Kennedy Webster Electric, Co. | HG M01063 |  | OSRAM | 64642 JC24V 150W G6.35 | Lamp | 24V 150W G6.35 Lamp | [39 empty] | Brand Name |  | Type |  | Size |  | Color |  | Material |  | Dimensions |  | For Use With |  | Voltage Rating | 24V | Power Rating | 150W | Base Type | G6.35 | [94 empty] | Lamp | [7 empty] | Cleansed | Lakshmi |  | Not Found | 86.96 | 20 | 3
SN316SN | Replacement Parts Industries (RPI) | KCC012 |  |  |  | Patient Cable | 3ft L Dual/Shielded 3-Lead Patient Cable |  |  |  |  | M1001A, M3535A, M3536A, M4375A |  |  |  |  | https://www.rpiparts.com/pimages/KCC012.GIF | [29 empty] | Brand Name |  | Type |  | Size |  | Color | White, Red and Black | Material |  | Dimensions |  | For Use With | For ECG Monitor, Defibrillator, Veridia Patient Monitor | Number of Leads | 3 | Equipment End | 12-Pin, 1Kohm Resistors | Patient End | Dual/Shielded, 0.06in Pin (Safety) | Length | 3ft | [92 empty] | Cable | Patient Cable | Dual/Shielded Patient Cable | https://www.rpiparts.com/RPIPartDetail.aspx?rpinum=KCC012 |  |  |  |  | Enriched | Lakshmi |  | Found | 78.79 | 26 | 7
SN315SN | Replacement Parts Industries (RPI) | KEC007 |  |  |  | Patient Cable | 10ft L Dual/Shielded 5-Lead Patient Cable |  |  |  |  | M1001A, M3535A, M3536A, M4375A |  |  |  |  | https://www.rpiparts.com/pimages/KEC007.GIF | [29 empty] | Brand Name |  | Type |  | Size |  | Color | White, Red and Black | Material |  | Dimensions |  | For Use With | For ECG Monitor, Defibrillator, Veridia Patient Monitor | Number of Leads | 5 | Equipment End | 12-Pin, 1Kohm Resistors | Patient End | Dual/Shielded, 0.06in Pin (Safety) | Length | 10ft | [92 empty] | Cable | Patient Cable | Dual/Shielded Patient Cable | https://www.rpiparts.com/RPIPartDetail.aspx?rpinum=KEC007 |  |  |  |  | Enriched | Lakshmi |  | Found | 78.79 | 26 | 7
SN627SN | Sage Services Group | L01-05-MS |  |  |  | ECG Lead Set | Reusable 5-Leads Mixed Length ECG Lead Set |  |  | 12 Months |  | 989803144991, LDW-05AK-29AS-0000, LPA5-90S0, M1625A |  |  |  |  | L01-05-MS_Image1.jpeg | L01-05-MS_Image2.jpeg | L01-05-MS_Image3.jpeg | L01-05-MS_Image4.jpeg | [26 empty] | Brand Name |  | Type | Mixed Length | Size |  | Color |  | Material |  | Dimensions |  | For Use With | For AAMI ICU | Number of Leads | 5 | Patient End | Snap | Disposability | Reusable | [94 empty] | ECG Lead Set | Reusable ECG Lead Set | Mixed Length ECG Lead Set | https://sageservicesgroup.com/product/philips-compatible-5-lead-set-snap-mixed-length/ |  |  |  |  | Enriched | Lakshmi |  | Found | 87.5 | 28 | 4
SN601SN | Sage Services Group | L11-03-29S |  |  |  | ECG Lead Set | 0.9m L Reusable 3-Leads DIN Style ECG Lead Set |  |  | 12 Months |  | 0012-00-0622-01, 008-0323-00, 012-0283-00, M3915A |  |  |  |  | L11-03-29S_Image1.jpeg | L11-03-29S_Image2.jpeg | L11-03-29S_Image3.jpeg | L11-03-29S_Image4.jpeg | [26 empty] | Brand Name |  | Type | DIN Style | Size |  | Color |  | Material |  | Dimensions |  | For Use With |  | Number of Leads | 3 | Patient End | Snap | Disposability | Reusable | Length | 0.9m | [92 empty] | ECG Lead Set | Reusable ECG Lead Set | DIN Style ECG Lead Set | https://sageservicesgroup.com/product/aami-compatible-3-lead-set-unshielded-snap-0-9m/ |  |  |  |  | Enriched | Lakshmi |  | Found | 87.88 | 29 | 4
SN444SN | Danlee Medical Products | LE2269982-2 |  |  |  | Lead Wire | Green Lead Wire | [39 empty] | Brand Name |  | Type |  | Size |  | Color | Green | Material |  | Dimensions |  | For Use With | [101 empty] | Lead Wire | Green Lead Wire | [6 empty] | Cleansed | Lakshmi |  | Not Found | 41.38 | 12 | 17 | bar: Feature1
SN445SN | Danlee Medical Products | LE2269982-3 |  |  |  | Lead Wire | Black Lead Wire | [39 empty] | Brand Name |  | Type |  | Size |  | Color | Black | Material |  | Dimensions |  | For Use With | [101 empty] | Lead Wire | Black Lead Wire | [6 empty] | Cleansed | Lakshmi |  | Not Found | 41.38 | 12 | 17 | bar: Feature1
SN318SN | Replacement Parts Industries (RPI) | LKM017 |  |  |  | Leadwire Set | 40in L Reusable 3 Leadwire Set For Patient Cable |  |  |  |  | 1200 DEFIB SERIES, 880, DASH 2000 PRO, Dinamap, LIFE PAK 5, TRAM 100 |  |  |  |  | https://www.rpiparts.com/pimages/LKM017.GIF | [29 empty] | Brand Name |  | Type |  | Size |  | Color | White, Red and Black | Material |  | Dimensions |  | For Use With | For Patient Cable | Disposability | Reusable | Number of Leads | 3 | Length | 40in | Equipment End | Dual/Shielded | Patient End | Snap | [90 empty] | Leadwire Set | Dual/Snap Leadwire Set | Patient Cable Leadwire Set | https://www.rpiparts.com/RPIPartDetail.aspx?rpinum=LKM017 |  |  |  |  | Enriched | Lakshmi |  | Found | 77.14 | 27 | 8
SN317SN | Replacement Parts Industries (RPI) | LKM035 |  |  |  | Leadwire Set | 40in L Reusable 5 Leadwire Set For Patient Cable |  |  |  |  | 3500, 90418, ABTM, BENEVIEW T8, TRAM 100 |  |  |  |  | https://www.rpiparts.com/pimages/LKM035.GIF | [29 empty] | Brand Name |  | Type |  | Size |  | Color | Red, White, Green, Black and Brown | Material |  | Dimensions |  | For Use With | For Patient Cable | Disposability | Reusable | Number of Leads | 5 | Length | 40in | Equipment End | Dual/Shielded | Patient End | Snap | [90 empty] | Leadwire Set | Dual/Snap Leadwire Set | Patient Cable Leadwire Set | https://www.rpiparts.com/RPIPartDetail.aspx?rpinum=LKM035 |  |  |  |  | Enriched | Lakshmi |  | Found | 77.14 | 27 | 8
SN374SN | Replacement Parts Industries (RPI) | LKM051 |  |  |  | Leadwire Set | 27in L Reusable 10 Leadwire Set For Patient Cable |  |  |  |  | CASE, CASE 8000, MAC 5000, MAC 5000 ST |  |  |  |  | https://www.rpiparts.com/RPIPartDetail.aspx?rpinum=LKM051 | [29 empty] | Brand Name |  | Type |  | Size |  | Color | Red (V1), Yellow (V2), Green (V3), Blue (V4), Orange (V5), Violet (V6); and, 37": Green (RL), White (RA), Black (LA) and Red (LL) | Material |  | Dimensions |  | For Use With | For Patient Cable, CAM14 Module | Disposability | Reusable | Number of Leads | 10 | Length | 27in | Equipment End | Dual/Shielded GE Multi-link | Patient End | Snap | [90 empty] | Leadwire Set | Dual/Snap Leadwire Set | Patient Cable Leadwire Set | https://www.rpiparts.com/RPIPartDetail.aspx?rpinum=LKM051 |  |  |  |  | Enriched | Lakshmi |  | Found | 77.14 | 27 | 8
SN373SN | Replacement Parts Industries (RPI) | LKM052 |  |  |  | Leadwire Set | 30in L Bonded 3 Leadwire Set For Patient Cable |  |  |  |  | 115, DASH 2000 PRO, MAC-LAB, SOLAR 9500, TRAM 100 |  |  |  |  | https://www.rpiparts.com/RPIPartDetail.aspx?rpinum=LKM052 | [29 empty] | Brand Name |  | Type | Bonded | Size |  | Color | Red, Black and White | Material |  | Dimensions |  | For Use With | For Patient Cable | Number of Leads | 3 | Equipment End | Dual/Shielded, Jumper 1 to 5 with 130MOhm Resistors, GE Multi-link | Patient End | Snap | Length | 30in | [92 empty] | Leadwire Set | Dual/Snap Leadwire Set | Patient Cable Leadwire Set | https://www.rpiparts.com/RPIPartDetail.aspx?rpinum=LKM052 |  |  |  |  | Enriched | Lakshmi |  | Found | 81.82 | 27 | 6
SN618SN | UMAC | LM33-T |  |  |  | X-Ray Tube | X-Ray Tube For Hologic Dimensions 3D Mammography System | [39 empty] | Brand Name |  | Type |  | Size |  | Color |  | Material |  | Dimensions |  | For Use With | For Hologic Dimensions 3D Mammography System | [100 empty] | Tube | X-Ray Tube | 3D Mammography System X-Ray Tube | [5 empty] | Cleansed | Lakshmi |  | Not Found | 83.33 | 15 | 3
SN422SN | Jsource Technologies | LNR42399 |  | POWERCOM | KIN-1000AP | UPS | UPS | [39 empty] | Brand Name |  | Type |  | Size |  | Color |  | Material |  | Dimensions |  | For Use With | [101 empty] | UPS | [7 empty] | Cleansed | Lakshmi |  | Not Found | 82.35 | 14 | 3
SN289SN | Advantage Medical Electronics, LLC LifeSync | LW-2090S29/3A |  |  |  | Lead Set | 29in L Reusable DIN to Snap Shielded 3-Lead Set |  |  |  |  | IntelliVue |  |  |  |  | https://store.advantagemed.com/graphics/ecgleads/3ASnap.jpg | https://store.advantagemed.com/graphics/ecgleads/3adsc.jpg | [28 empty] | Brand Name |  | Type | DIN to Snap Shielded | Size |  | Color |  | Material |  | Dimensions |  | For Use With | For Philips Medical Systems | Number of Leads | 3 | Disposability | Reusable | Length | 29in | Standard | AHA | With | Combiner | [90 empty] | Lead Set | Reusable Lead Set | DIN to Snap Shielded Lead Set | https://store.advantagemed.com/index.php?page=products&pnum=LW-2090S29%2F3A&cat=leadwire&subcat=reuse&oem=&oem_model=&class=3&subclass=73000&ref=products |  |  |  |  | Enriched | Lakshmi |  | Found | 90.91 | 30 | 3
SN290SN | Advantage Medical Electronics, LLC LifeSync | LW-2090S29/5A |  |  |  | Lead Set | 29in L Reusable DIN to Snap 5-Lead Set |  |  |  |  | IntelliVue |  |  |  |  | https://store.advantagemed.com/graphics/ecgleads/5ASnap.jpg | https://store.advantagemed.com/graphics/ecgleads/5adsc.jpg | [28 empty] | Brand Name |  | Type | DIN to Snap | Size |  | Color |  | Material |  | Dimensions |  | For Use With | For Philips Medical Systems | Number of Leads | 5 | Disposability | Reusable | Length | 29in | Standard | AHA | With | Combiner | [90 empty] | Lead Set | Reusable Lead Set | DIN to Snap Lead Set | https://store.advantagemed.com/index.php?page=products&pnum=LW-2090S29%2F5A&cat=leadwire&subcat=reuse&oem=&oem_model=&class=5&subclass=73000&ref=products |  |  |  |  | Enriched | Lakshmi |  | Found | 90.91 | 30 | 3
SN291SN | Advantage Medical Electronics, LLC LifeSync | LW-2300051/5A |  |  |  | Lead Set | 51in L Snap to Philips/Twin-pin AAMI Shielded 5-Lead Set |  |  |  |  | M1520A, M1600A |  |  |  |  | https://store.advantagemed.com/graphics/ecgleads/5ASnap.jpg | https://store.advantagemed.com/graphics/ecgleads/5atp.jpg | [28 empty] | Brand Name |  | Type | Snap to Philips/Twin-pin AAMI Shielded (RA/LL/LA/RL/C) | Size |  | Color | White, Green, Brown, Red, Black | Material |  | Dimensions |  | For Use With | For Philips Medical Systems | Number of Leads | 5 | Length | 51in | Standard | AHA | [94 empty] | Lead Set | Snap to Philips/Twin-pin AAMI Shielded Lead Set |  | https://store.advantagemed.com/index.php?page=products&pnum=LW-2300051%2F5A&cat=leadwire&subcat=reuse&oem=&oem_model=&class=5&subclass=81000&ref=products |  |  |  |  | Enriched | Lakshmi |  | Found | 89.66 | 26 | 3
SN292SN | Advantage Medical Electronics, LLC LifeSync | LW-2410051/5A |  |  |  | Lead Set | 51in L Grouped Snap to Multi-Link Shielded 5-Lead Set |  |  |  |  | Apex, Apex Pro, Dash 3000 PRO, Solar 8000 |  |  |  |  | https://store.advantagemed.com/graphics/ecgleads/5ASnap.jpg | https://store.advantagemed.com/graphics/ecgleads/5agg.jpg | [28 empty] | Brand Name |  | Type | Grouped, Snap to Multi-Link Shielded (RA/LL/LA/RL/C) | Size |  | Color | White, Green, Brown, Red, Black | Material |  | Dimensions |  | For Use With | For GE Medical Systems | Number of Leads | 5 | Length | 51in | Standard | AHA | [94 empty] | Lead Set | Snap to Multi-Link Shielded Lead Set | Grouped Lead Set | https://store.advantagemed.com/index.php?page=products&pnum=LW-2410051%2F5A&cat=leadwire&subcat=reuse&oem=&oem_model=&class=5&subclass=51000&ref=products |  |  |  |  | Enriched | Lakshmi |  | Found | 90 | 27 | 3
SN293SN | Advantage Medical Electronics, LLC LifeSync | LW-3400029GR |  |  |  | Lead Set | 29in L P60 Pinch (Grabber) to Multi-Link Shielded 5-Lead Set |  |  |  |  | Apex, Apex Pro, Dash 3000 PRO, Solar 8000 |  |  |  |  | https://store.advantagemed.com/graphics/ecgleads/5ap.jpg | https://store.advantagemed.com/graphics/ecgleads/5ag.jpg | [28 empty] | Brand Name |  | Type | P60 Pinch (Grabber) to Multi-Link Shielded | Size |  | Color | Green | Material |  | Dimensions |  | For Use With | For GE Medical Systems | Number of Leads | 5 | Length | 29in | Terminals | RL | [94 empty] | Lead Set | Pinch to Multi-Link Shielded Lead Set |  | https://store.advantagemed.com/index.php?page=products&pnum=LW-3400029%2F5A&cat=leadwire&subcat=reuse&oem=&oem_model=&class=5&subclass=51000&ref=products |  |  |  |  | Enriched | Lakshmi | Partial Map | Found | 89.66 | 26 | 3
SN457SN | Supply4GI LLC | MA01-0076 |  |  |  | Adapter | 1/4 x 3/8in NPT x Male Adapter | [19 empty] | https://www.supply4gi.com/wp-content/uploads/2019/02/Medivators-DSD-201-Parts-Ilustration.pdf | [19 empty] | Brand Name |  | Type |  | Size |  | Color |  | Material |  | Dimensions |  | For Use With | For Medivators Reprocessing System | Connection Size | 1/4 x 3/8in | Connection Type | NPT x Male | [96 empty] | Adapter | Male Adapter | [6 empty] | Enriched | Lakshmi |  | Found | 73.91 | 17 | 6
SN453SN | Supply4GI LLC | MC07-0003 |  |  |  | Coupling | 3/8in ID Hub Coupling For MK010071 Filter Assembly | [19 empty] | https://www.supply4gi.com/wp-content/uploads/2019/02/Medivators-DSD-91E-Parts-Illustration.pdf | [19 empty] | Brand Name |  | Type |  | Size |  | Color |  | Material |  | Dimensions |  | For Use With | For MK010071 Filter Assembly | Connection Size | 3/8in | Connection Type | Hub | [96 empty] | Coupling | Hub Coupling | Filter Assembly Hub Coupling | [5 empty] | Enriched | Lakshmi |  | Found | 83.33 | 20 | 4
SN452SN | Supply4GI LLC | ME01-0022 |  |  |  | Drain Elbow | 1 x 1in Hub x Hub Drain Elbow | [19 empty] | https://www.supply4gi.com/wp-content/uploads/2019/02/Medivators-DSD-201-Parts-Ilustration.pdf | [19 empty] | Brand Name |  | Type |  | Size |  | Color |  | Material |  | Dimensions |  | For Use With | For Medivators Reprocessing System | Connection Size | 1 x 1in | Connection Type | Hub x Hub | [96 empty] | Elbow | Drain Elbow | [6 empty] | Enriched | Lakshmi |  | Found | 78.26 | 18 | 5
SN455SN | Supply4GI LLC | MF01-0071 |  |  |  | Pre-Filter | Advantage Plus 0.45 Micron Pleated Pre-Filter | [39 empty] | Brand Name | Advantage Plus | Type | Pleated | Size |  | Color |  | Material |  | Dimensions |  | For Use With |  | Filter Rating | 0.45 Micron | [98 empty] | Pre-Filter | Pleated Pre-Filter | Advantage Plus Pleated Pre-Filter | [5 empty] | Cleansed | Lakshmi |  | Not Found | 85.71 | 18 | 3
SN454SN | Supply4GI LLC | MF02-0014 |  |  |  | Fuse | 5 x 20mm 250V 3.15A Fuse | [9 empty] | MF02-0014.jpeg | [9 empty] | https://www.supply4gi.com/wp-content/uploads/2019/02/Medivators-DSD-201-Parts-Ilustration.pdf | [19 empty] | Brand Name |  | Type |  | Size |  | Color |  | Material |  | Dimensions | 5 x 20mm | For Use With | For Medivators Reprocessing System | Voltage Rating | 250V | Current Rating | 3.15A | [96 empty] | Fuse | [7 empty] | Enriched | Lakshmi |  | Found | 76 | 19 | 6
SN456SN | Supply4GI LLC | MF02-0018 |  |  |  | Fuse | 250V 6.25A 3AG SLO Fuse | [9 empty] | MF02-0018.jpeg | [9 empty] | https://www.supply4gi.com/wp-content/uploads/2019/02/Medivators-DSD-201-Parts-Ilustration.pdf | [19 empty] | Brand Name |  | Type | 3AG SLO | Size |  | Color |  | Material |  | Dimensions |  | For Use With | For Medivators Reprocessing System | Voltage Rating | 250V | Current Rating | 6.25A | [96 empty] | Fuse | [7 empty] | Enriched | Lakshmi |  | Found | 76 | 19 | 6
SN451SN | Supply4GI LLC | ML05-0001 |  |  |  | Lock | 3/8in Inside Door Locking Clip | [9 empty] | ML05-0001.jpeg | [9 empty] | https://www.supply4gi.com/wp-content/uploads/2019/02/Medivators-DSD-201-Parts-Ilustration.pdf | [19 empty] | Brand Name |  | Type | Inside Door | Size | 3/8in | Color |  | Material |  | Dimensions |  | For Use With | For Medivators Reprocessing System | [100 empty] | Clip | Locking Clip | Inside Door Locking Clip | [5 empty] | Enriched | Lakshmi |  | Found | 73.91 | 17 | 6
SN459SN | Replacement Parts Industries (RPI) | MTA001 |  |  |  | Air Filter Assembly | 1/4in Flow Male Quick Coupling 0.2 Micron Blue Inlet White Outlet Air Filter Assembly |  |  |  |  | CER Optima, DSD Edge, DSD-201, DSD-91E, SSD-102 |  |  |  |  | https://www.rpiparts.com/pimages/MTA001.GIF | [29 empty] | Brand Name |  | Type |  | Size |  | Color | Blue Inlet, White Outlet | Material |  | Dimensions |  | For Use With | For Air Compressor Line, Bulk Sterilizers and Endoscope Processing Systems | Filter Rating | 0.2 Micron | Filter Media Disc Size | 50mm | Connection Size | 1/4in | Connection Type | Flow Male Quick Coupling | Includes | 3/8 ID x 0.594in OD Clear Braided Tubing | [89 empty] | 8/Pack | Air Filter Assembly | Male Quick Coupling Air Filter Assembly |  | https://www.rpiparts.com/RPIPartDetail.aspx?rpinum=MTA001 |  |  |  |  | Enriched | Lakshmi |  | Found | 77.78 | 28 | 8
SN381SN | Bulbtronics Inc | OS64625HLX |  |  |  | Bulb | 12V 100W Low Voltage Halogen Bulb | [9 empty] | https://www.bulbtronics.com/ProductImages/photo/SKU0000926pd.jpg | [29 empty] | Brand Name |  | Type | Single Ended, Low Voltage, Halogen | Size |  | Color |  | Material |  | Dimensions |  | For Use With |  | Voltage Rating | 12V | Power Rating | 100W | Base Type | G6.35/2-Pin | Length | 1.73in | Diameter | 0.45in | LCL Size | 1.18in | Lumens | 3600 | Life | 50Hr | [84 empty] | Lamp | Halogen Lamp | Low Voltage Halogen Lamp | https://www.bulbtronics.com/Search-The-Warehouse/ProductDetail.aspx?sid=0000926&pid=OS64625HLX |  |  |  |  | Enriched | Lakshmi | Map Dout* | Found | 91.67 | 33 | 3
SN581SN | Washer Solutions Inc. | P093910250 |  |  |  | Spool | 3in W Plastic Driver End Spool | [6 empty] | 3in | [32 empty] | Brand Name |  | Type | Driver End | Size |  | Color |  | Material | Plastic | Dimensions |  | For Use With | [101 empty] | Spool | Driver End Spool | Plastic Driver End Spool | [5 empty] | Cleansed | Lakshmi |  | Not Found | 85 | 17 | 3
SN588SN | Mediquip Parts Plus (MQPP) | P117052-342 |  |  |  | Valve | Safety Synergy Valve | [9 empty] | https://www.mqpp.com/default.aspx?page=item%20detail&itemcode=764326-480 | [29 empty] | Brand Name |  | Type | Safety Synergy | Size |  | Color |  | Material |  | Dimensions |  | For Use With | [101 empty] | Valve | Safety Synergy Valve |  | https://www.mqpp.com/default.aspx?page=item%20detail&itemcode=117052-342 |  |  |  |  | Enriched | Lakshmi | Partial Map | Found | 84.21 | 16 | 3
SN576SN | Washer Solutions Inc. | P754359-001 |  |  |  | Repair Kit | Repair Kit For 0.38in Pressure Reducing Valve | [9 empty] | https://www.washersolutions.com/wp-content/uploads/2024/06/2469-Custom.png | [29 empty] | Brand Name |  | Type |  | Size |  | Color |  | Material |  | Dimensions |  | For Use With | For 0.38in Pressure Reducing Valve | [100 empty] | Repair Kit | Pressure Reducing Valve Repair Kit | Valve Repair Kit | https://www.washersolutions.com/product/steris-p754359-001-prv-repair-kit-3-8-2469/ |  |  |  |  | Enriched | Lakshmi |  | Found | 85 | 17 | 3
SN584SN | Mediquip Parts Plus (MQPP) | P754359-003 |  |  |  | Rebuild Kit | Rebuild Kit For 0.75in Pressure Reduction Valve/Suction Control Valve | [9 empty] | https://www.mqpp.com/contentonly.aspx?file=images/items/754359-003.jpg | [29 empty] | Brand Name |  | Type |  | Size |  | Color |  | Material |  | Dimensions |  | For Use With | For 0.75in Pressure Reduction Valve/Suction Control Valve | [100 empty] | Rebuild Kit | Pressure Reduction Valve Rebuild Kit | Suction Control Valve Rebuild Kit | https://www.mqpp.com/default.aspx?page=item%20detail&itemcode=754359-003 |  |  |  |  | Enriched | Lakshmi | Partial Map | Found | 85 | 17 | 3
SN566SN | PartsSource, Inc. (Twinsburg) | P764316147-N |  | STERIS Corporation | P117950174 | Repair Kit | Repair Kit For Valve |  |  | 30 Days |  | CENTURY V116, RELIANCE 400, RELIANCE 444, V-120 |  |  |  |  | https://img.partssource.com/f00000000288376/dam.partssource.com/m/17e6494526782beb/Watermark_1000_w-18458_P764316147_STERIS-Corporation-png.jpg | https://img.partssource.com/f00000000288376/dam.partssource.com/m/291aef8aa88008f8/Watermark_800_w-18458_P764316147_STERIS-Corporation_1-png.jpg | [28 empty] | Brand Name |  | Type |  | Size |  | Color |  | Material |  | Dimensions |  | For Use With | For Valve | Certifications | ISO 9001, ISO 13485 | [98 empty] | Repair Kit | Valve Repair Kit |  | https://www.partssource.com/parts/steris-corporation/P764316147?pspn=ps48djawqch |  |  |  |  | Enriched | Lakshmi | Partial Map | Found | 74.07 | 20 | 7
SN399SN | Mediquip Parts Plus (MQPP) | P764317-688 |  |  |  | Repair Kit | Repair Kit For Solenoid Valve | [9 empty] | https://www.mqpp.com/contentonly.aspx?file=images/items/764317-688.JPG | [29 empty] | Brand Name |  | Type |  | Size |  | Color |  | Material |  | Dimensions |  | For Use With | For Solenoid Valve | [100 empty] | Repair Kit | Valve Repair Kit | Solenoid Valve Repair Kit | https://www.mqpp.com/default.aspx?page=item%20detail&itemcode=764317-688 |  |  |  |  | Enriched | Lakshmi | Partial Map | Found | 85 | 17 | 3
SN565SN | PartsSource, Inc. (Twinsburg) | P764324895-N |  | STERIS Corporation |  | Repair Kit | Repair Kit For Valve |  |  | 30 Days |  | CENTURY V116, RELIANCE 120, RELIANCE 444, V-160 |  |  |  |  | https://img.partssource.com/f00000000288376/dam.partssource.com/m/363f431d2811a30a/Watermark_1000_w-P764324895-steris-jpg.jpg | https://img.partssource.com/f00000000288376/dam.partssource.com/m/189f1365fb229a12/Watermark_1000_w-18458_P764324895_STERIS-Corporation_1-png.jpg | [28 empty] | Brand Name |  | Type |  | Size |  | Color |  | Material |  | Dimensions |  | For Use With | [101 empty] | Repair Kit | Valve Repair Kit |  | https://www.partssource.com/parts/steris-corporation/P764324895?pspn=ps87kdrcec6 |  |  |  |  | Enriched | Lakshmi | Partial Map | Found | 70.83 | 17 | 7
SN585SN | Mediquip Parts Plus (MQPP) | P764326-480 |  |  |  | PM Pak | Exhaust Manifold PM Pak | [9 empty] | https://www.mqpp.com/contentonly.aspx?file=images/items/764326-480.jpg | [29 empty] | Brand Name |  | Type | Exhaust Manifold | Size |  | Color |  | Material |  | Dimensions |  | For Use With | [101 empty] | PM Pak | Exhaust Manifold PM Pak |  | https://www.mqpp.com/default.aspx?page=item%20detail&itemcode=764326-480 |  |  |  |  | Enriched | Lakshmi | Partial Map | Found | 84.21 | 16 | 3
SN602SN | OSI Batteries | PS-TR62821231 |  |  |  | Battery | Pixium EZ Battery | [39 empty] | Brand Name | Pixium EZ | Type |  | Size |  | Color |  | Material |  | Dimensions |  | For Use With | [101 empty] | Battery | Pixium EZ Battery | [6 empty] | Cleansed | Lakshmi |  | Not Found | 82.35 | 14 | 3
SN628SN | Agiliti | R2E220-RB06-01-EBM |  |  |  | Fan | Fan | [39 empty] | Brand Name |  | Type |  | Size |  | Color |  | Material |  | Dimensions |  | For Use With | [101 empty] | Fan | [7 empty] | Cleansed | Lakshmi |  | Not Found | 80 | 12 | 3
SN320SN | Replacement Parts Industries (RPI) | RPC464 |  |  |  | Heat Sink Compound | 2ml Non-Silicone Based Thermal Grease Heat Sink Compound |  |  |  |  | 100NX, System 1E, 1730E, 1730EK, 2340E |  |  |  |  | https://www.rpiparts.com/pimages/RPC464.GIF | [29 empty] | Brand Name |  | Type | Non-Silicone Based, Thermal Grease | Size |  | Color |  | Material |  | Dimensions |  | For Use With | For Bulk Sterilizers and Endoscope Processing Systems, Autoclaves and Sterilizers | Container Size | 2ml | [97 empty] | 5/Pack | Heat Sink Compound | Thermal Grease Heat Sink Compound | Non-Silicone Based Heat Sink Compound | https://www.rpiparts.com/RPIPartDetail.aspx?rpinum=RPC464 |  |  |  |  | Enriched | Lakshmi |  | Found | 75 | 21 | 7
SN319SN | Replacement Parts Industries (RPI) | RPC616 |  |  |  | Storage Case | 6-3/16 x 10-1/2 x 1-9/16in Translucent Polypropylene Standard Storage Case |  |  |  |  | System 1E |  | 10-1/2in |  | 1-9/16in | https://www.rpiparts.com/pimages/RPC616.GIF | [29 empty] | Brand Name |  | Type | Standard | Size |  | Color |  | Material | Translucent Polypropylene | Dimensions |  | For Use With | For Bulk Sterilizers and Endoscope Processing Systems | Length | 6-3/16in | Number of Compartments | 6 | Compartments Size | 1-11/16 WD x 6-3/16in L | Includes | (10) Adjustable Dividers to Create Endless Compartment Configurations | [92 empty] | Storage Case | Standard Storage Case | Polypropylene Standard Storage Case | https://www.rpiparts.com/RPIPartDetail.aspx?rpinum=RPC616 |  |  |  |  | Enriched | Lakshmi |  | Found | 85.71 | 30 | 5
SN481SN | Replacement Parts Industries (RPI) | RPF985 |  |  |  | Elbow | 5/32in OD Tubing x #10-32 Female Nickel Plated Brass Swivel Elbow |  |  |  |  | DSD Edge, DSD Edge |  |  |  |  | https://www.rpiparts.com/pimages/RPF985.GIF | [16 empty] | Feature1: Not suitable for use in continuously rotating or gyrating applications |  |  |  |  | Brand Name |  | Type | Swivel | Size |  | Color |  | Material | Brass | Dimensions |  | For Use With | For Bulk Sterilizers and Endoscope Processing Systems | Ports Size | 5/32in OD Tubing x #10-32 Female | Finish | Nickel Plated | Includes | Sealing O-Ring | [93 empty] | 5/Pack | Elbow | Swivel Elbow | Brass Swivel Elbow | https://www.rpiparts.com/RPIPartDetail.aspx?rpinum=RPF985 |  |  |  |  | Enriched | Lakshmi |  | Found | 84.85 | 28 | 5
SN321SN | Replacement Parts Industries (RPI) | RPO303 |  |  |  | O-Ring | 0.364 x 0.504 x 0.07in Nitrile O-Ring |  |  |  |  | 650, 660, Mark II, Mark III, System 1E |  |  |  |  | https://www.rpiparts.com/pimages/RPO303.GIF | [29 empty] | Brand Name |  | Type |  | Size |  | Color |  | Material | Nitrile | Dimensions |  | For Use With | Manifold Check Valve Tube Fitting and Elbow Flare Fitting, 38.0761.00 Foot Control III Valve, Water Cartridge Assemby, Dental Laboratory Equipment, Bulk Sterilizers and Endoscope Processing Systems | Durometer | 70 | Inner Diameter | 0.364in | Outer Diameter | 0.504in | Thickness | 0.07in | [91 empty] | 12/Pack | O-Ring | Nitrile O-Ring |  | https://www.rpiparts.com/RPIPartDetail.aspx?rpinum=RPO303 |  |  |  |  | Enriched | Lakshmi |  | Found | 81.25 | 26 | 6
SN322SN | Replacement Parts Industries (RPI) | RPO318 |  |  |  | O-Ring | 0.676 x 0.816 x 0.07in Nitrile O-Ring |  |  |  |  | System 1E |  |  |  |  | https://www.rpiparts.com/pimages/RPO318.GIF | [29 empty] | Brand Name |  | Type |  | Size |  | Color |  | Material | Nitrile | Dimensions |  | For Use With | Dental Delivery Systems and Units, Bulk Sterilizers and Endoscope Processing Systems | Durometer | 70 | Inner Diameter | 0.676in | Outer Diameter | 0.816in | Thickness | 0.07in | [91 empty] | 12/Pack | O-Ring | Nitrile O-Ring |  | https://www.rpiparts.com/RPIPartDetail.aspx?rpinum=RPO318 |  |  |  |  | Enriched | Lakshmi |  | Found | 83.87 | 26 | 5
SN326SN | Replacement Parts Industries (RPI) | RPO354 |  |  |  | O-Ring | 0.926 x 1.066 x 0.07in Silicone O-Ring |  |  |  |  | GN, HP, Validator 10, OCM, System 1E |  |  |  |  | https://www.rpiparts.com/pimages/RPO354.GIF | [29 empty] | Brand Name |  | Type |  | Size |  | Color |  | Material | Silicone | Dimensions |  | For Use With | Air Valve Housing Bellows Cap, Small Q.D Post in Drip Pan, Autoclaves and Sterilizers, Bulk Sterilizers and Endoscope Processing Systems | Durometer | 70 | Inner Diameter | 0.926in | Outer Diameter | 1.066in | Thickness | 0.07in | [91 empty] | 6/Pack | O-Ring | Silicone O-Ring |  | https://www.rpiparts.com/RPIPartDetail.aspx?rpinum=RPO354 |  |  |  |  | Enriched | Lakshmi |  | Found | 76.47 | 26 | 8
SN328SN | Replacement Parts Industries (RPI) | RPO388 |  |  |  | O-Ring | 0.426 x 0.566 x 0.07in Silicone O-Ring |  |  |  |  | System 1E |  |  |  |  | https://www.rpiparts.com/pimages/RPO388.GIF | [29 empty] | Brand Name |  | Type |  | Size |  | Color |  | Material | Silicone | Dimensions |  | For Use With | HP Small Drogue Inside, Bulk Sterilizers and Endoscope Processing Systems | Durometer | 70 | Inner Diameter | 0.426in | Outer Diameter | 0.566in | Thickness | 0.07in | [91 empty] | 6/Pack | O-Ring | Silicone O-Ring |  | https://www.rpiparts.com/RPIPartDetail.aspx?rpinum=RPO388 |  |  |  |  | Enriched | Lakshmi |  | Found | 83.87 | 26 | 5
SN329SN | Replacement Parts Industries (RPI) | RPO389 |  |  |  | O-Ring | 1.049 x 1.255 x 0.103in Silicone O-Ring |  |  |  |  | System 1E |  |  |  |  | https://www.rpiparts.com/pimages/RPO389.GIF | [29 empty] | Brand Name |  | Type |  | Size |  | Color |  | Material | Silicone | Dimensions |  | For Use With | Kepner CK-4 Outer, Bulk Sterilizers and Endoscope Processing Systems | Durometer | 70 | Inner Diameter | 1.049in | Outer Diameter | 1.255in | Thickness | 0.103in | [91 empty] | 6/Pack | O-Ring | Silicone O-Ring |  | https://www.rpiparts.com/RPIPartDetail.aspx?rpinum=RPO389 |  |  |  |  | Enriched | Lakshmi |  | Found | 83.87 | 26 | 5
SN330SN | Replacement Parts Industries (RPI) | RPO390 |  |  |  | O-Ring | 1.114 x 1.254 x 0.07in Silicone O-Ring |  |  |  |  | System 1E | [34 empty] | Brand Name |  | Type |  | Size |  | Color |  | Material | Silicone | Dimensions |  | For Use With | Kepner CK-4 Inner, Bulk Sterilizers and Endoscope Processing Systems | Durometer | 70 | Inner Diameter | 1.114in | Outer Diameter | 1.254in | Thickness | 0.07in | [91 empty] | 6/Pack | O-Ring | Silicone O-Ring |  | https://www.rpiparts.com/RPIPartDetail.aspx?rpinum=RPO390 |  |  |  |  | Enriched | Lakshmi |  | Found | 80.65 | 25 | 6
SN327SN | Replacement Parts Industries (RPI) | RPO450 |  |  |  | O-Ring | 0.547 x 0.649 x 0.051in Silicone O-Ring |  |  |  |  | System 1E |  |  |  |  | https://www.rpiparts.com/pimages/RPO450.GIF | [29 empty] | Brand Name |  | Type |  | Size |  | Color |  | Material | Silicone | Dimensions |  | For Use With | CK 2 and 3 on Float Block Assembly and CK-1 Check Valve, Bulk Sterilizers and Endoscope Processing Systems | Durometer | 70 | Inner Diameter | 0.547in | Outer Diameter | 0.649in | Thickness | 0.051in | [91 empty] | 6/Pack | O-Ring | Silicone O-Ring |  | https://www.rpiparts.com/RPIPartDetail.aspx?rpinum=RPO450 |  |  |  |  | Enriched | Lakshmi |  | Found | 81.25 | 26 | 6
SN332SN | Replacement Parts Industries (RPI) | RPO605 |  |  |  | O-Ring | 1.174 x 1.38 x 0.103in Silicone O-Ring |  |  |  |  | System 1E | [34 empty] | Brand Name |  | Type |  | Size |  | Color |  | Material | Silicone | Dimensions |  | For Use With | Large Q.D Post Under Drip Pan, Bulk Sterilizers and Endoscope Processing Systems | Durometer | 70 | Inner Diameter | 1.174in | Outer Diameter | 1.38in | Thickness | 0.103in | [91 empty] | 12/Pack | O-Ring | Silicone O-Ring |  | https://www.rpiparts.com/RPIPartDetail.aspx?rpinum=RPO605 |  |  |  |  | Enriched | Lakshmi |  | Found | 83.33 | 25 | 5
SN323SN | Replacement Parts Industries (RPI) | RPO606 |  |  |  | O-Ring | 0.859 x 1.137 x 0.139in Silicone O-Ring |  |  |  |  | System 1E | [34 empty] | Brand Name |  | Type |  | Size |  | Color |  | Material | Silicone | Dimensions |  | For Use With | Large-In Drogue, Bulk Sterilizers and Endoscope Processing Systems | Durometer | 70 | Inner Diameter | 0.859in | Outer Diameter | 1.137in | Thickness | 0.139in | [91 empty] | 12/Pack | O-Ring | Silicone O-Ring |  | https://www.rpiparts.com/RPIPartDetail.aspx?rpinum=RPO606 |  |  |  |  | Enriched | Lakshmi |  | Found | 83.33 | 25 | 5
SN324SN | Replacement Parts Industries (RPI) | RPO607 |  |  |  | O-Ring | 1.239 x 1.379 x 0.07in Silicone O-Ring |  |  |  |  | System 1E | [34 empty] | Brand Name |  | Type |  | Size |  | Color |  | Material | Silicone | Dimensions |  | For Use With | Large Q.D Post Under Drip Pan, Bulk Sterilizers and Endoscope Processing Systems | Durometer | 70 | Inner Diameter | 1.239in | Outer Diameter | 1.379in | Thickness | 0.07in | [91 empty] | 12/Pack | O-Ring | Silicone O-Ring |  | https://www.rpiparts.com/RPIPartDetail.aspx?rpinum=RPO607 |  |  |  |  | Enriched | Lakshmi |  | Found | 83.33 | 25 | 5
SN325SN | Replacement Parts Industries (RPI) | RPO608 |  |  |  | O-Ring | 0.489 x 0.629 x 0.07in Silicone O-Ring |  |  |  |  | System 1E | [34 empty] | Brand Name |  | Type |  | Size |  | Color |  | Material | Silicone | Dimensions |  | For Use With | Air Manifold Check Valve, Bulk Sterilizers and Endoscope Processing Systems | Durometer | 70 | Inner Diameter | 0.489in | Outer Diameter | 0.629in | Thickness | 0.07in | [91 empty] | 12/Pack | O-Ring | Silicone O-Ring |  | https://www.rpiparts.com/RPIPartDetail.aspx?rpinum=RPO608 |  |  |  |  | Enriched | Lakshmi |  | Found | 83.33 | 25 | 5
SN331SN | Replacement Parts Industries (RPI) | RPO612 |  |  |  | O-Ring | 3.35 x 3.386 x 0.118in Silicone O-Ring |  |  |  |  | System 1E |  |  |  |  | https://www.rpiparts.com/pimages/RPO612.GIF | [29 empty] | Brand Name |  | Type |  | Size |  | Color |  | Material | Silicone | Dimensions |  | For Use With | Sterile Filter Housing Cap, Bulk Sterilizers and Endoscope Processing Systems | Durometer | 50 | Inner Diameter | 3.35in | Outer Diameter | 3.386in | Thickness | 0.118in | [91 empty] | 3/Pack | O-Ring | Silicone O-Ring |  | https://www.rpiparts.com/RPIPartDetail.aspx?rpinum=RPO612 |  |  |  |  | Enriched | Lakshmi |  | Found | 83.87 | 26 | 5
SN446SN | Jsource Technologies | SPI3001UH-B204 |  |  |  | Power Supply | Power Supply | [39 empty] | Brand Name |  | Type |  | Size |  | Color |  | Material |  | Dimensions |  | For Use With | [101 empty] | Power Supply | [7 empty] | Cleansed | Lakshmi |  | Not Found | 80 | 12 | 3
SN334SN | Replacement Parts Industries (RPI) | SSA029 |  |  |  | Sterilant Aspirator Assembly | 3-1/4in OD Clear Lexan Sterilant Aspirator Assembly |  |  |  |  | System 1, System 1E |  |  |  |  | https://www.rpiparts.com/pimages/SSA029.GIF | [29 empty] | Brand Name |  | Type |  | Size |  | Color | Clear | Material | Lexan | Dimensions |  | For Use With | For Instrument Trays, Bulk Sterilizers and Endoscope Processing Systems | Outer Diameter | 3-1/4in | Includes | SST030 5-5/8in Silcone Tubing | [96 empty] | Sterilant Aspirator Assembly | Lexan Sterilant Aspirator Assembly | Clear Sterilant Aspirator Assembly | https://www.rpiparts.com/RPIPartDetail.aspx?rpinum=SSA029 |  |  |  |  | Enriched | Lakshmi |  | Found | 76.67 | 23 | 7
SN337SN | Replacement Parts Industries (RPI) | SSB042 |  |  |  | Drain Valve Bushing | 2.44 x 0.75in Closed Cell Silicone Sponge Drain Valve Bushing |  |  |  |  | System 1, System 1E |  |  | 0.75in |  | https://www.rpiparts.com/pimages/SSB042.GIF | [29 empty] | Brand Name |  | Type |  | Size |  | Color |  | Material | Closed Cell Silicone Sponge | Dimensions |  | For Use With | For Drain Section on All Trays, Bulk Sterilizers and Endoscope Processing Systems | Outer Diameter | 2.44in | [98 empty] | Bushing | Drain Valve Bushing | Silicone Sponge Drain Valve Bushing | https://www.rpiparts.com/RPIPartDetail.aspx?rpinum=SSB042 |  |  |  |  | Enriched | Lakshmi |  | Found | 75 | 21 | 7
SN340SN | Replacement Parts Industries (RPI) | SSF013 |  |  |  | Rebuild Kit | 2.68 x 9.59in Pre-Filter Cartridge |  |  |  |  | System 1, System 1E |  |  |  |  | https://www.rpiparts.com/pimages/SSF013.GIF | [29 empty] | Brand Name |  | Type |  | Size |  | Color |  | Material |  | Dimensions |  | For Use With | For External Water Filter Assembly, Bulk Sterilizers and Endoscope Processing Systems | Outer Diameter | 2.68in | Length | 9.59in | [96 empty] | Cartridge | Pre-Filter Cartridge |  | https://www.rpiparts.com/RPIPartDetail.aspx?rpinum=SSF013 |  |  |  |  | Enriched | Lakshmi |  | Found | 68.97 | 20 | 9
SN333SN | Replacement Parts Industries (RPI) | SSK008 |  |  |  | Rebuild Kit | Rebuild Kit For Drain/Check Valve |  |  |  |  | System 1, System 1E |  |  |  |  | https://www.rpiparts.com/pimages/SSK008.GIF | [29 empty] | Brand Name |  | Type |  | Size |  | Color |  | Material |  | Dimensions |  | For Use With | For Drain/Check Valve, Bulk Sterilizers and Endoscope Processing Systems | [100 empty] | Rebuild Kit | Valve Rebuild Kit | Drain/Check Valve Rebuild Kit | https://www.rpiparts.com/RPIPartDetail.aspx?rpinum=SSK008 |  |  |  |  | Enriched | Lakshmi |  | Found | 68 | 17 | 8
SN338SN | Replacement Parts Industries (RPI) | SSK050 |  |  |  | O-Ring Kit | 14 Different Sized O-Ring Kit With Storage Case |  |  |  |  | System 1, System 1E |  |  |  |  | https://www.rpiparts.com/pimages/SSK050.GIF | [29 empty] | Brand Name |  | Type |  | Size |  | Color |  | Material |  | Dimensions |  | For Use With | For Sterlile Processing System, Bulk Sterilizers and Endoscope Processing Systems | Includes | 14 Different Sized O-Rings, Storage Case, O-Ring Lubricant and O-Ring Removal Tools | [98 empty] | O-Ring Kit | O-Ring Kit With Storage Case |  | https://www.rpiparts.com/RPIPartDetail.aspx?rpinum=SSK050 |  |  |  |  | Enriched | Lakshmi |  | Found | 79.17 | 19 | 5
SN335SN | Replacement Parts Industries (RPI) | SST030 |  |  |  | Tubing | 0.125 ID x 0.25in OD Medical Grade Silicone Tubing |  |  |  |  | System 1E |  |  |  |  | https://www.rpiparts.com/pimages/SST030.GIF | [16 empty] | Feature1: Sold by the foot, reel NOT included |  |  |  |  | Brand Name |  | Type |  | Size |  | Color |  | Material | Medical Grade Silicone | Dimensions |  | For Use With | For Sterilant Aspirator Assembly, Bulk Sterilizers and Endoscope Processing Systems | Inner Diameter | 0.125in | Outer Diameter | 0.25in | [96 empty] | Tubing | Silicone Tubing | Medical Grade Silicone Tubing | https://www.rpiparts.com/RPIPartDetail.aspx?rpinum=SST030 |  |  |  |  | Enriched | Lakshmi |  | Found | 85.71 | 24 | 4
SN339SN | Replacement Parts Industries (RPI) | SST033 | LS-1 |  |  | Switch | 1/4in Tab Manual Reset Thermal Cut-Off Switch |  |  |  |  | System 1E |  |  |  |  | https://www.rpiparts.com/pimages/SST033.GIF | [29 empty] | Brand Name |  | Type | Thermal Cut-Off | Size |  | Color |  | Material |  | Dimensions |  | For Use With | For Heater Housing, Bulk Sterilizers and Endoscope Processing Systems | Tab Size | 1/4in | Includes | 1-Tube Heat Sink Compound | Opens At | 79°C | Reset Type | Manual | [92 empty] | Switch | Thermal Cut-Off Switch | Manual Reset Thermal Cut-Off Switch | https://www.rpiparts.com/RPIPartDetail.aspx?rpinum=SST033 |  |  |  |  | Enriched | Lakshmi |  | Found | 82.35 | 28 | 6
SN342SN | Replacement Parts Industries (RPI) | SSV004 |  |  |  | Check Valve | 0.62 OD x 0.572in L Check Valve |  |  |  |  | System 1 |  |  |  |  | https://www.rpiparts.com/pimages/SSV004.GIF | [29 empty] | Brand Name |  | Type |  | Size |  | Color |  | Material |  | Dimensions |  | For Use With | For Air Manifold Assembly, Bulk Sterilizers and Endoscope Processing Systems | Outer Diameter | 0.62in | Length | 0.572in | [96 empty] | Check Valve |  |  | https://www.rpiparts.com/RPIPartDetail.aspx?rpinum=SSV004 |  |  |  |  | Enriched | Lakshmi |  | Found | 80 | 20 | 5
SN344SN | Replacement Parts Industries (RPI) | SSV005 |  |  |  | Check Valve | Stainless Steel Check Valve |  |  |  |  | System 1, System 1E |  |  |  |  | https://www.rpiparts.com/pimages/SSV005.GIF | [29 empty] | Brand Name |  | Type |  | Size |  | Color |  | Material | Stainless Steel | Dimensions |  | For Use With | For Sterile Filter Housing, Bulk Sterilizers and Endoscope Processing Systems | [100 empty] | Check Valve |  |  | https://www.rpiparts.com/RPIPartDetail.aspx?rpinum=SSV005 |  |  |  |  | Enriched | Lakshmi |  | Found | 77.27 | 17 | 5
SN336SN | Replacement Parts Industries (RPI) | SSV017 |  |  |  | Solenoid Valve Assembly | 1/8in FPT 24VAC Brass Body NO 2-Way Solenoid Valve Assembly |  |  |  |  | System 1, System 1E |  |  |  |  | https://www.rpiparts.com/pimages/SSV017.GIF | [29 empty] | Brand Name |  | Type |  | Size |  | Color |  | Material | Brass Body | Dimensions |  | For Use With | For Air Manifold Assembly, Bulk Sterilizers and Endoscope Processing Systems | Seal Material | Buna N | Port Size | 1/8in | Port Connection | FPT | Number of Ways | 2 | Configuration | NO | Voltage Rating | 24VAC | Frequency Range | 60Hz | Power Rating | 6W | [84 empty] | Solenoid Valve Assembly | 2-Way Solenoid Valve Assembly |  | https://www.rpiparts.com/RPIPartDetail.aspx?rpinum=SSV017 |  |  |  |  | Enriched | Lakshmi |  | Found | 85 | 34 | 6
SN341SN | Replacement Parts Industries (RPI) | SSV019 |  |  |  | Solenoid Valve Assembly | #10-32 Manifold Mount 24VAC Brass Body NC 3-Way Solenoid Valve Assembly |  |  |  |  | System 1, System 1E |  |  |  |  | https://www.rpiparts.com/pimages/SSV019.GIF | [29 empty] | Brand Name |  | Type |  | Size |  | Color |  | Material | Brass Body | Dimensions |  | For Use With | For Air Manifold Assembly, Bulk Sterilizers and Endoscope Processing Systems | Seal Material | Buna N | Port Size | #10-32 | Port Type | Manifold Mount | Number of Ways | 3 | Configuration | NC | Voltage Rating | 24VAC | Frequency Range | 60Hz | Power Rating | 6W | Includes | Bridge Rectifier | [82 empty] | Solenoid Valve Assembly | 3-Way Solenoid Valve Assembly |  | https://www.rpiparts.com/RPIPartDetail.aspx?rpinum=SSV019 |  |  |  |  | Enriched | Lakshmi |  | Found | 85.71 | 36 | 6
SN343SN | Replacement Parts Industries (RPI) | SSV024 |  |  |  | Valve | 3/4 x 1/2in Garden Hose x Hose Barb Plastic Body 24VAC NC Dual Water Inlet Valve |  |  |  |  | System 1, System 1E |  |  |  |  | https://www.rpiparts.com/pimages/SSV024.GIF | [29 empty] | Brand Name |  | Type | Dual Water Inlet | Size |  | Color |  | Material | Plastic Body | Dimensions |  | For Use With | For Mounts to Machine Chassis, Bulk Sterilizers and Endoscope Processing Systems | Tab Size | 1/4in | Port Size | 3/4 x 1/2in | Port Connection | Garden Hose x Hose Barb | Configuration | NC | Voltage Rating | 24VAC | [90 empty] | Valve | Dual Water Inlet Valve |  | https://www.rpiparts.com/RPIPartDetail.aspx?rpinum=SSV024 |  |  |  |  | Enriched | Lakshmi |  | Found | 82.86 | 29 | 6
SN425SN | Replacement Parts Industries (RPI) | SSV055 |  |  |  | Check Valve | 0.623 OD x 0.574in L Stainless Steel Body Check Valve With O-Ring |  |  |  |  | System 1E |  |  |  |  | https://www.rpiparts.com/pimages/SSV055.GIF | [29 empty] | Brand Name |  | Type |  | Size |  | Color |  | Material | Stainless Steel Body | Dimensions |  | For Use With | For Air Manifold, Bulk Sterilizers and Endoscope Processing Systems | O-Ring Material | EPDM | Outer Diameter | 0.623in | Length | 0.574in | Includes | (2) O-Ring | [92 empty] | Check Valve |  |  | https://www.rpiparts.com/RPIPartDetail.aspx?rpinum=SSV055 |  |  |  |  | Enriched | Lakshmi |  | Found | 80.65 | 25 | 6
SN380SN | Sage Services Group | T01-03-30M |  |  |  | ECG Trunk Cable | 3m L Reusable 3-Leads ECG Trunk Cable |  |  | 12 Months |  | 453561490121, 989803145071, CB-7335R, M1669A |  |  |  |  | T01-03-30M_Image1.jpeg | T01-03-30M_Image2.jpeg | T01-03-30M_Image3.jpeg | T01-03-30M_Image4.jpeg | [26 empty] | Brand Name |  | Type |  | Size |  | Color |  | Material |  | Dimensions |  | For Use With |  | Number of Leads | 3 | Disposability | Reusable | Length | 3m | [94 empty] | Trunk Cable | ECG Trunk Cable | Reusable ECG Trunk Cable | https://sageservicesgroup.com/product/philips-compatible-3-lead-trunk-cable-3-0m/ |  |  |  |  | Enriched | Lakshmi |  | Found | 80.65 | 25 | 6
SN642SN | Sage Services Group | T01-12-30M |  |  |  | ECG Trunk Cable | 3m L Reusable 10-Leads ECG Trunk Cable |  |  | 12 Months |  | 989803125831, 989803144791, CB-735585R, M1663A |  |  |  |  | T01-12-30M_Image1.jpeg | T01-03-30M_Image2.jpeg | T01-12-30M_Image3.jpeg | T01-03-30M_Image4.jpeg | [26 empty] | Brand Name |  | Type |  | Size |  | Color |  | Material |  | Dimensions |  | For Use With | For AAMI ICU | Number of Leads | 10 | Disposability | Reusable | Length | 3m | [94 empty] | Trunk Cable | ECG Trunk Cable | Reusable ECG Trunk Cable | https://sageservicesgroup.com/product/philips-compatible-10-lead-trunk-cable-3-0m/ |  |  |  |  | Enriched | Lakshmi | Conflict Number of Leads, considered From Web | Found | 81.25 | 26 | 6
SN573SN | Sage Services Group | T08-03-30M |  |  |  | ECG Trunk Cable | 3m L Reusable 3-Leads Detachable 2-Pin ECG Trunk Cable |  |  | 12 Months |  | 43585, 989803103811, CB-71385R, M1500A |  |  |  |  | T08-03-30M_Image1.jpeg | T08-03-30M_Image2.jpeg | T08-03-30M_Image3.jpeg | T08-03-30M_Image4.jpeg | [26 empty] | Brand Name |  | Type | Detachable 2-Pin | Size |  | Color |  | Material |  | Dimensions |  | For Use With |  | Number of Leads | 3 | Disposability | Reusable | Length | 3m | [94 empty] | Trunk Cable | ECG Trunk Cable | Reusable ECG Trunk Cable | https://sageservicesgroup.com/product/philips-compatible-3-lead-trunk-cable-3-0m-3/ |  |  |  |  | Enriched | Lakshmi |  | Found | 80.65 | 25 | 6
SN626SN | Newark / Element 14 | V-15-1A5 |  |  |  | Microswitch | 250VAC 8VDC 15A SPDT Solder Miniature Snap Action Microswitch |  | The V-15-1A5 is a single-pole double throw Miniature Basic Switch with pin plunger actuator style, 200gf maximum operating force and solder terminal. It is available in two types of cases thermoplastic resin and thermosetting resin | [17 empty] | https://www.farnell.com/datasheets/2082461.pdf?_gl=1*p5chxq*_gcl_au*ODQ5OTY5NjUuMTc0Nzc5MDQ4OA.. | [19 empty] | Brand Name |  | Type | Miniature, Snap Action | Size |  | Color |  | Material |  | Dimensions |  | For Use With |  | Voltage Rating | 250VAC, 8VDC | Current Rating | 15A | Contact Configuration | SPDT | Operating Force | 200gf | Actuator Type | Pin Plunger | Terminals Type | Solder | Maximum Contact Resistance | 15mohm | Minimum Insulation Resistance | 100Mohm | Application | Industrial | [82 empty] | Microswitch | Snap Action Microswitch | SPDT Snap Action Microswitch | https://in.element14.com/omron/v-15-1a5/micro-switch-snap-action-spdt/dp/2506844?srsltid=AfmBOoon77X2hI0dWzmqLfu4oHTwdjQBN4lcubOnR2sKFluxp1IPdclE |  |  |  |  | Enriched | Lakshmi |  | Found | 89.74 | 35 | 4
SN302SN | Interlight | WW-6HHK-8 |  |  |  | Light Blub | 1.75in L 12V 100W 3300K T4 Replacement Light Blub |  |  | 30 Days | [6 empty] | https://cdn11.bigcommerce.com/s-6hoi8ta601/images/stencil/1920w/products/8311018/2012862/_GY6.35_T4_C6__61191.1700776669.jpg?c=1 | [16 empty] | Feature1: Replacement for HLX 64625 (for OSRAM SYLVANIA) and others Light Bulbs |  |  |  |  | Brand Name |  | Type | Replacement | Size |  | Color |  | Material |  | Dimensions |  | For Use With |  | Voltage Rating | 12V | Power Rating | 100W | Base Type | GY6.35 2-Round Pins | Color Temperature | 3300K | Lumens | 2800 | Shape | T4 | Life | 50Hr | Length | 1.75in | [84 empty] | Bulb | Light Bulb | Replacement Light Bulb | https://www.interlightus.com/products/osram-sylvania-hlx-64625.html |  |  |  |  | Enriched | Lakshmi |  | Found | 92.11 | 35 | 3
SN63SN | AMCI Medical Imaging, LLC.-36574 | 46-208560P10 |  |  |  | Screw | 10-32 x 1.25in L Steel Round Flat Bind Head Machine Screw | [9 empty] | https://static.wixstatic.com/media/ff843c_35f20c41ac0f4860bdd6045ffb39bc15~mv2.jpg/v1/fill/w_500,h_667,al_c,lg_1,q_80,enc_avif,quality_auto/ff843c_35f20c41ac0f4860bdd6045ffb39bc15~mv2.jpg | [29 empty] | Brand Name |  | Type | Round Flat Bind Head Machine | Size |  | Color |  | Material | Steel | Dimensions |  | For Use With |  | Length | 1.25in | Thread Size | 10-32 | Finish | F70B5A | [94 empty] | Machine Screw | Round Flat Head Screw | Round Flat Head Machine Screw | https://www.amcimedical.com/product-page/46-208560p10 | [5 empty] | Ashok | Found | ok | 73.33 | 22 | 8
SN387SN | AMCI Medical Imaging, LLC.-36574 | 46-208560P23 |  |  |  | Screw | 004-40 x 0.25in L Steel Bind Head Machine Screw | [39 empty] | Brand Name |  | Type | Bind Head Machine | Size |  | Color |  | Material | Steel | Dimensions |  | For Use With |  | Length | 0.25in | Thread Size | 004-40 | Finish | F70B5A | [94 empty] | Machine Screw | Bind Head Machine Screw | [7 empty] | Ashok | Not Found | ok | 70.37 | 19 | 8
SN388SN | AMCI Medical Imaging, LLC.-36574 | 46-208560P59 |  |  |  | Screw | 1002-56 x 0.625in L Steel Bind Head Machine Screw | [39 empty] | Brand Name |  | Type | Bind Head Machine | Size |  | Color |  | Material | Steel | Dimensions |  | For Use With |  | Length | 0.625in | Thread Size | 1002-56 | Finish | F70B5A | [94 empty] | Machine Screw | Bind Head Machine Screw | [7 empty] | Ashok | Not Found | ok | 70.37 | 19 | 8
SN91SN | AMCI Medical Imaging, LLC.-36574 | 46-208562P1 |  |  |  | Screw | 10-32 x 0.5in L Hexagonal Socket Flat Head Cap Screw | [39 empty] | Brand Name |  | Type | Hexagonal Socket Flat Head Cap | Size |  | Color |  | Material |  | Dimensions |  | For Use With |  | Length | 0.5in | Thread Size | 10-32 | [96 empty] | Cap Screw | Flat Head Cap Screw | Hexagonal Socket Flat Head Cap Screw | [6 empty] | Ashok | Not Found | ok | 76 | 19 | 6
SN107SN | AMCI Medical Imaging, LLC.-36574 | 46-208562P3 |  |  |  | Screw | 00010-32 x 0.750in L Silver Hexagonal Socket Flat Head Cap Screw | [39 empty] | Brand Name |  | Type | Hexagonal Socket Flat Head Cap | Size |  | Color | Silver | Material |  | Dimensions |  | For Use With |  | Length | 0.750in | Thread Size | 00010-32 | [96 empty] | Cap Screw | Flat Head Cap Screw | Hexagonal Socket Flat Head Cap Screw | [6 empty] | Ashok | Not Found | ok | 76.92 | 20 | 6
SN114SN | AMCI Medical Imaging, LLC.-36574 | 46-208562P37 |  |  |  | Screw | 6-32 x 0.375in L Cover Attachment Hexagonal Socket Flat Head Screw | [39 empty] | Brand Name |  | Type | Cover Attachment Hexagonal Socket Flat Head | Size |  | Color |  | Material |  | Dimensions |  | For Use With |  | Length | 0.375in | Thread Size | 6-32 | [96 empty] | Flat Head Screw | Hexagonal Socket Flat Head Screw | [7 empty] | Ashok | Not Found | ok | 75 | 18 | 6
SN122SN | AMCI Medical Imaging, LLC.-36574 | 46-208562P47 |  |  |  | Screw | 001/4-20 x 0.500in L Hexagonal Socket Flat Head Cap Screw | [39 empty] | Brand Name |  | Type | Hexagonal Socket Flat Head Cap | Size |  | Color |  | Material |  | Dimensions |  | For Use With |  | Length | 0.500in | Thread Size | 001/4-20 | [96 empty] | Flat Head Screw | Hexagonal Socket Flat Head Screw | [7 empty] | Ashok | Not Found | ok | 75 | 18 | 6
SN427SN | AMCI Medical Imaging, LLC.-36574 | 46-208562P7 |  |  |  | Screw | Screw | [39 empty] | Brand Name |  | Type |  | Size |  | Color |  | Material |  | Dimensions |  | For Use With | [101 empty] | Screw | [8 empty] | Ashok | Not Found | ok | 81.25 | 13 | 3
SN51SN | AMCI Medical Imaging, LLC.-36574 | 46-208568P20 |  |  |  | Capacitor | 370VAC 50/60Hz 35µF New Type Long Can Capacitor | [39 empty] | Brand Name |  | Type | New Type Long Can | Size |  | Color |  | Material |  | Dimensions |  | For Use With |  | Voltage | 370VAC | Frequency | 50/60Hz | Capacitance | 35µF | Tolerance | +/-10% | [92 empty] | Long Can Capacitor | New Type Long Can Capacitor | [7 empty] | Ashok | Not Found | ok | 84.62 | 22 | 4
SN71SN | AMCI Medical Imaging, LLC.-36574 | 46-208580P16 |  |  |  | Cam Follower | 0.625 Dia x 0.406in W Roller Cam Follower | [39 empty] | Brand Name |  | Type |  | Size |  | Color |  | Material |  | Dimensions |  | For Use With |  | Roller Dimensions | 0.625 Dia x 0.406in W Roller | [98 empty] | Cam Follower | [8 empty] | Ashok | Not Found | ok | 77.78 | 14 | 4
SN410SN | AMCI Medical Imaging, LLC.-36574 | 46-208695P81 |  |  |  | Bushing | Bushing For Circuit Boards | [9 empty] | https://static.wixstatic.com/media/ff843c_466aaf1fb19045b8a39b8be165493e02~mv2.jpg/v1/fill/w_500,h_332,al_c,q_80,usm_0.66_1.00_0.01,enc_avif,quality_auto/ff843c_466aaf1fb19045b8a39b8be165493e02~mv2.jpg | [29 empty] | Brand Name |  | Type |  | Size |  | Color |  | Material |  | Dimensions |  | For Use With | For Circuit Boards | [100 empty] | Bushing | Circuit Boards Bushing |  | https://www.amcimedical.com/product-page/46-208695p81 | [5 empty] | Ashok | Found | ok | 85 | 17 | 3
SN126SN | AMCI Medical Imaging, LLC.-36574 | 46-208697P25 |  |  |  | Bushing | Black Current Bushing For 0.50in Hole | [39 empty] | Brand Name |  | Type | Current | Size |  | Color |  | Material | Black | Dimensions |  | For Use With | For 0.50in Hole | [100 empty] | Bushing | Current Bushing | [7 empty] | Ashok | Not Found | ok | 85 | 17 | 3
SN43SN | AMCI Medical Imaging, LLC.-36574 | 46-208697P61 |  |  |  | Bushing | Black Heyco Bushing | [39 empty] | Brand Name |  | Type |  | Size |  | Color | Black | Material | Heyco | Dimensions |  | For Use With | [101 empty] | Bushing | Heyco Bushing | [7 empty] | Ashok | Not Found | ok | 84.21 | 16 | 3
SN49SN | AMCI Medical Imaging, LLC.-36574 | 46-208713P2 |  |  |  | Clamp | 0.188in OD Natural Clamp For Horizontal Arm Cable | [39 empty] | Brand Name |  | Type |  | Size |  | Color | Natural | Material |  | Dimensions |  | For Use With | For Horizontal Arm Cable | Outer Diameter | 0.188in | [98 empty] | Clamp | Arm Cable Clamp | [7 empty] | Ashok | Not Found | ok | 85.71 | 18 | 3
SN68SN | AMCI Medical Imaging, LLC.-36574 | 46-208735P60 |  |  |  | Spring Pin | 0.187in Dia Old Type Press Fit Spring Pin | [39 empty] | Brand Name |  | Type | Old Type | Size |  | Color |  | Material |  | Dimensions |  | For Use With |  | Diameter | 0.187in | Connection Type | Press Fit | [96 empty] | Spring Pin | Old Type Spring Pin | Press Fit Spring Pin | [6 empty] | Ashok | Not Found | ok | 82.61 | 19 | 4
SN83SN | AMCI Medical Imaging, LLC.-36574 | 46-208735P89 |  |  |  | Spring Pin | 0.187in Dia New Type Spring Pin | [39 empty] | Brand Name |  | Type | New Type | Size |  | Color |  | Material |  | Dimensions |  | For Use With |  | Diameter | 0.187in | [98 empty] | Spring Pin | New Type Spring Pin | [7 empty] | Ashok | Not Found | ok | 80 | 16 | 4
SN88SN | AMCI Medical Imaging, LLC.-36574 | 46-208758P1 |  |  |  | Cable Tie | 4in Miniature Cable Tie | [39 empty] | Brand Name |  | Type | Miniature | Size | 4in | Color |  | Material |  | Dimensions | 3.62in x 0.094in | For Use With | [101 empty] | Cable Tie | Miniature Cable Tie | [7 empty] | Ashok | Not Found | ok | 85 | 17 | 3
SN102SN | AMCI Medical Imaging, LLC.-36574 | 46-208758P2 |  |  |  | Cable Ties | 5.5in L Intermediate Cable Tie | [39 empty] | Brand Name |  | Type | Intermediate | Size |  | Color |  | Material |  | Dimensions |  | For Use With |  | Length | 5.5in | [98 empty] | Cable Ties | [8 empty] | Ashok | Not Found | ok | 84.21 | 16 | 3
SN350SN | AMCI Medical Imaging, LLC.-36574 | 46-208758P4 |  |  |  | Cable Ties | 11in L Cable Ties | [39 empty] | Brand Name |  | Type |  | Size |  | Color |  | Material |  | Dimensions |  | For Use With |  | Length | 11in | [97 empty] | 30/Bag | Cable Ties | [8 empty] | Ashok | Not Found | ok | 84.21 | 16 | 3
SN112SN | AMCI Medical Imaging, LLC.-36574 | 46-208758P5 |  |  |  | Cable Tie | 14.5in L Heavy Duty Cable Tie For HV Cables | [39 empty] | Brand Name |  | Type | Heavy Duty | Size |  | Color |  | Material |  | Dimensions |  | For Use With | For HV Cables | Length | 14.5in | [98 empty] | Cable Tie | Heavy Duty Cable Tie | HV Cables Tie | [6 empty] | Ashok | Not Found | 2801195 | 86.36 | 19 | 3
SN45SN | AMCI Medical Imaging, LLC.-36574 | 46-208908P20 |  |  |  | Slotted Flat Head | 6-32 x 1/2in Silver 82° Slotted Flat Head Screw For Metal Short Metal Stiffener | [39 empty] | Brand Name |  | Type | Slotted 82° Flat Head | Size |  | Color |  | Material |  | Dimensions |  | For Use With | For Metal Short Metal Stiffener | Length | 1/2in | Thread Size | 6-32 | [96 empty] | Flat Head Screw | Slotted Flat Head Screw | [7 empty] | Ashok | Not Found | ok | 86.96 | 20 | 3
SN90SN | AMCI Medical Imaging, LLC.-36574 | 46-220179P11 |  |  |  | Ring | Retaining Ring | [39 empty] | Brand Name |  | Type | Retaining | Size |  | Color |  | Material |  | Dimensions |  | For Use With | [101 empty] | Retaining Ring | [8 empty] | Ashok | Not Found | ok | 82.35 | 14 | 3
SN100SN | AMCI Medical Imaging, LLC.-36574 | 46-220179P31 |  |  |  | Ring | Retaining Ring | [39 empty] | Brand Name |  | Type | Retaining | Size |  | Color |  | Material |  | Dimensions |  | For Use With | [101 empty] | Retaining Ring | [8 empty] | Ashok | Not Found | ok | 82.35 | 14 | 3
SN110SN | AMCI Medical Imaging, LLC.-36574 | 46-220187P4 |  |  |  | Rivet | 0.125 Dia x 0.275 L Dome Head Rivet For Hole Size Between 0.126in to 0.130in | [9 empty] | https://static.wixstatic.com/media/ff843c_2f59c99029244ab08b032270f1bc26f0~mv2.jpg/v1/fill/w_500,h_333,al_c,lg_1,q_80,enc_avif,quality_auto/ff843c_2f59c99029244ab08b032270f1bc26f0~mv2.jpg | [29 empty] | Brand Name |  | Type | Dome Head | Size |  | Color |  | Material |  | Dimensions |  | For Use With | For Hole Size Between 0.126in to 0.130in | Length | 0.275in | Diameter | 0.125in | [96 empty] | Head Rivet | Dome Head Rivet |  | https://www.amcimedical.com/product-page/46-220187p4 | [5 empty] | Ashok | Found | ok | 84 | 21 | 4
SN117SN | AMCI Medical Imaging, LLC.-36574 | 46-220189P3 |  |  |  | Receiver | 0.135 Hole Dia 0.685 Center-to-Center Stud Receiver | [9 empty] | https://static.wixstatic.com/media/ff843c_f17af7dd8914418ba35b28fe53dfcf56~mv2.jpg/v1/fill/w_500,h_333,al_c,lg_1,q_80,enc_avif,quality_auto/ff843c_f17af7dd8914418ba35b28fe53dfcf56~mv2.jpg | [29 empty] | Brand Name |  | Type | Stud | Size |  | Color |  | Material |  | Dimensions |  | For Use With |  | Center to Center Distance | 0.685in | Hole Diameter | 0.135in | [96 empty] | Receiver | Stud Receiver |  | https://www.amcimedical.com/product-page/46-220189p3 | [5 empty] | Ashok | Found | ok | 83.33 | 20 | 4
SN125SN | AMCI Medical Imaging, LLC.-36574 | 46-220244P1 |  |  |  | Paint | 12oz Charcoal Gray Touch Up Lacquer Paint | [39 empty] | Brand Name |  | Type | Touch Up | Size |  | Color | Charcoal Gray | Material |  | Dimensions |  | For Use With |  | Capacity | 12oz | [98 empty] | Lacquer Paint | Touch Up Lacquer Paint | [7 empty] | Ashok | Not Found | ok | 85.71 | 18 | 3
SN132SN | AMCI Medical Imaging, LLC.-36574 | 46-220261P1 |  |  |  | Plug | 3-Conductor Hospital Grade Electrical Plug For Cord Reels | [39 empty] | Brand Name |  | Type | Hospital Grade Electrical | Size |  | Color |  | Material |  | Dimensions |  | For Use With | For Cord Reels | Number of Conductors | 3 | [98 empty] | Electrical Plug | Hospital Grade Electrical Plug | 3-Conductor Electrical Plug | [6 empty] | Ashok | Not Found | ok | 86.36 | 19 | 3
SN50SN | AMCI Medical Imaging, LLC.-36574 | 46-220295P10 |  |  |  | Resistor | +/-5% 10Ohms Resistor | [39 empty] | Brand Name |  | Type |  | Size |  | Color |  | Material |  | Dimensions |  | For Use With |  | Resistance Value | 10Ohms | Tolerance | +/-5% | [96 empty] | Resistor | [8 empty] | Ashok | Not Found | ok | 85 | 17 | 3
SN80SN | AMCI Medical Imaging, LLC.-36574 | 46-220312P1 |  |  |  | Adhesive | Adhesive For Rubber Extrusion Trim (Column Surfaces) | [39 empty] | Brand Name |  | Type |  | Size |  | Color |  | Material |  | Dimensions |  | For Use With | For Rubber Extrusion Trim (Column Surfaces) | [100 empty] | Adhesive | Rubber Extrusion Trim Adhesive | [7 empty] | Ashok | Not Found | ok | 83.33 | 15 | 3
SN94SN | AMCI Medical Imaging, LLC.-36574 | 46-220360P5 |  |  |  | Clamp | Plastic Cable Clamp For Collimator 3/8in Cable | [39 empty] | Brand Name |  | Type | Cable | Size |  | Color |  | Material | Plastic | Dimensions |  | For Use With | For Collimator 3/8in Cable | [100 empty] | Cable Clamp | Collimator Cable Clamp | [7 empty] | Ashok | Not Found | ok | 85 | 17 | 3
SN115SN | AMCI Medical Imaging, LLC.-36574 | 46-220432P11 |  |  |  | Spacer | Round Unthreaded Spacer | [39 empty] | Brand Name |  | Type | Round, Unthreaded | Size |  | Color |  | Material |  | Dimensions |  | For Use With | [101 empty] | Spacer | Unthreaded Spacer | Round Spacer | [6 empty] | Ashok | Not Found | ok | 84.21 | 16 | 3
SN123SN | AMCI Medical Imaging, LLC.-36574 | 46-221305P5 |  |  |  | Power Relay | 24VDC 20A Non-Inductive Heavy Duty Power Relay For Drive Electronics Module Assembly | [39 empty] | Brand Name |  | Type | Non-Inductive Heavy Duty | Size |  | Color |  | Material |  | Dimensions |  | For Use With | For Drive Electronics Module Assembly | Voltage | 24VDC | Amperage | 20A | [96 empty] | Power Relay | Heavy Duty Power Relay | Non-Inductive Power Relay | [6 empty] | Ashok | Not Found | ok | 87.5 | 21 | 3
SN129SN | AMCI Medical Imaging, LLC.-36574 | 46-221850P3 |  |  |  | Screw | Hinge Screw | [39 empty] | Brand Name |  | Type | Hinge | Size |  | Color |  | Material |  | Dimensions |  | For Use With | [101 empty] | Screw | Hinge Screw | [7 empty] | Ashok | Not Found | ok | 83.33 | 15 | 3
SN56SN | AMCI Medical Imaging, LLC.-36574 | 46-221914P4 | Series 24 |  |  | Assembly | Series 24 125V 1/3W Green Power Indicator Neon Lamp Assembly | [39 empty] | Brand Name |  | Type | Power Indicator Lamp | Size |  | Color | Green | Material |  | Dimensions |  | For Use With |  | Voltage | 125V | Lamp Type | Neon | Wattage | 1/3W | [94 empty] | Lamp Assembly | Neon Lamp Assembly | Power Indicator Lamp Assembly | [6 empty] | Ashok | Not Found | ok | 88.89 | 24 | 3
SN64SN | AMCI Medical Imaging, LLC.-36574 | 46-230145P4 |  |  |  | Stud | Tinnerman Ball Stud | [39 empty] | Brand Name |  | Type | Tinnerman Ball | Size |  | Color |  | Material |  | Dimensions |  | For Use With | [101 empty] | Ball Stud | Tinnerman Ball Stud | [7 empty] | Ashok | Not Found | ok | 83.33 | 15 | 3
SN82SN | AMCI Medical Imaging, LLC.-36574 | 46-230518P1 |  |  |  | Relay | 24VDC Relay For Rotor Control (K37, K39, K121) and Battery Charger PCB (K150) | [39 empty] | Brand Name |  | Type |  | Size |  | Color |  | Material |  | Dimensions |  | For Use With | For Rotor Control (K37, K39, K121) and Battery Charger PCB (K150) | Voltage | 24VDC | [98 empty] | Relay | Rotor Control Relay | Battery Charger PCB Relay | [6 empty] | Ashok | Not Found | ok | 85.71 | 18 | 3
SN105SN | AMCI Medical Imaging, LLC.-36574 | 46-232834G1 |  |  |  | PCB | Drive Control PCB | [39 empty] | Brand Name |  | Type | Drive Control | Size |  | Color |  | Material |  | Dimensions |  | For Use With | [101 empty] | Control PCB | Drive Control PCB | [7 empty] | Ashok | Not Found | ok | 83.33 | 15 | 3
SN128SN | AMCI Medical Imaging, LLC.-36574 | 46-239720P2 |  |  |  | Label | Black Focal Spot (Mist Gray) Label | [39 empty] | Brand Name |  | Type |  | Size |  | Color |  | Material |  | Dimensions |  | For Use With |  | Label Text | Black Focal Spot | Text Color | Black | Background Color | Mist Gray | [94 empty] | Label | Black Focal Spot Label | [7 empty] | Ashok | Not Found | ok | 86.96 | 20 | 3
SN52SN | AMCI Medical Imaging, LLC.-36574 | 46-239865P1 |  |  |  | Label/Marking | Silver Canadian Electrical Code Label/Marking | [39 empty] | Brand Name |  | Type | Canadian Electrical Code | Size |  | Color | Silver | Material |  | Dimensions |  | For Use With |  | Certification | CSA | [98 empty] | Label/Marking | Canadian Electrical Code Label/Marking | [7 empty] | Ashok | Not Found | ok | 85.71 | 18 | 3
SN130SN | AMCI Medical Imaging, LLC.-36574 | 46-250131P2 |  |  |  | Tape | Measure Tape | [39 empty] | Brand Name |  | Type | Measure | Size |  | Color |  | Material |  | Dimensions |  | For Use With | [101 empty] | Measure Tape | [8 empty] | Ashok | Not Found | ok | 82.35 | 14 | 3
SN95SN | AMCI Medical Imaging, LLC.-36574 | 46-250207P11 |  |  |  | Plate | Cross Hair Plate For GE-18-17, #1117 | [39 empty] | Brand Name |  | Type | Cross Hair | Size |  | Color |  | Material |  | Dimensions |  | For Use With | For GE-18-17, #1117 | [100 empty] | Plate | Cross Hair Plate | [7 empty] | Ashok | Not Found | for use with | 84.21 | 16 | 3
SN109SN | AMCI Medical Imaging, LLC.-36574 | 46-250207P13 |  |  |  | Cover | Cover For #1043/7003 M-18-Sp-01 Tape Scale | [39 empty] | Brand Name |  | Type |  | Size |  | Color |  | Material |  | Dimensions |  | For Use With | For #1043/7003 M-18-Sp-01 Tape Scale | [100 empty] | Tape Scale Cover | [8 empty] | Ashok | Not Found | for use with | 82.35 | 14 | 3
SN116SN | AMCI Medical Imaging, LLC.-36574 | 46-250207P16 |  |  |  | Spring | Stopper Spring For GE-18-CD-SP, #1105 Detent | [39 empty] | Brand Name |  | Type | Stopper | Size |  | Color |  | Material |  | Dimensions |  | For Use With | For GE-18-CD-SP, #1105 Detent | [100 empty] | Stopper Spring | Detent Stopper Spring | [7 empty] | Ashok | Not Found | for use with | 84.21 | 16 | 3
SN118SN | AMCI Medical Imaging, LLC.-36574 | 46-250207P21 |  |  |  | Knob | Stopper Knob For DC-18-CD-03-S, #1106 Assembly | [39 empty] | Brand Name |  | Type | Stopper | Size |  | Color |  | Material |  | Dimensions |  | For Use With | For DC-18-CD-03-S, #1106 Assembly | [100 empty] | Stopper Knob | [8 empty] | Ashok | Not Found | for use with | 83.33 | 15 | 3
SN148SN | AMCI Medical Imaging, LLC.-36574 | 46-250207P37 |  |  |  | Knob | Black Adjust Knob For MS-18-KN-02, #1128/7006 Assembly | [39 empty] | Brand Name |  | Type | Adjust | Size |  | Color | Black | Material |  | Dimensions |  | For Use With | For MS-18-KN-02, #1128/7006 Assembly | [100 empty] | Adjust Knob | [8 empty] | Ashok | Not Found | for use with | 84.21 | 16 | 3
SN154SN | AMCI Medical Imaging, LLC.-36574 | 46-250207P38 |  |  |  | Holder | Pointer Holder For GE-18-35, #1122 | [39 empty] | Brand Name |  | Type | Pointer | Size |  | Color |  | Material |  | Dimensions |  | For Use With | For GE-18-35, #1122 | [100 empty] | Pointer Holder | [8 empty] | Ashok | Not Found | for use with | 83.33 | 15 | 3
SN173SN | AMCI Medical Imaging, LLC.-36574 | 46-250207P41 |  |  |  | Screw | 22mm L M3.0 x 0.5 Black Flat Head Screw For Left and Right Handle Covers | [39 empty] | Brand Name |  | Type | Flat Head | Size |  | Color | Black | Material |  | Dimensions |  | For Use With | For Left and Right Handle Covers | Length | 22mm | Thread Size | M3.0 x 0.5 | [96 empty] | Covers Screw | Flat Head L&R Handle Covers Screw | Flat Head Screw | [6 empty] | Ashok | Not Found | ok | 88 | 22 | 3
SN179SN | AMCI Medical Imaging, LLC.-36574 | 46-250207P43 |  |  |  | Screw | 9.2mm L M2.8 x 0.45 Round Head Screw For Collimator Cover | [39 empty] | Brand Name |  | Type | Round Head | Size |  | Color |  | Material |  | Dimensions |  | For Use With |  | Length | 9.2mm | Thread Size | M2.8 x 0.45 | [96 empty] | Covers Screw | Round Head Screw | Collimator Cover Screw | [6 empty] | Ashok | Not Found | ok | 83.33 | 20 | 4
SN389SN | AMCI Medical Imaging, LLC.-36574 | 46-250207P7-N5 |  |  |  | Panel Kit | Charcoal Gray Collimator Front Panel Kit | [39 empty] | Brand Name |  | Type | Collimator Front | Size |  | Color | Charcoal Gray | Material |  | Dimensions |  | For Use With |  | Includes | Pre-Wired With Mounting Brackets | [98 empty] | Front Panel Kit | Collimator Front Panel Kit | [7 empty] | Ashok | Not Found | ok | 85.71 | 18 | 3
SN136SN | AMCI Medical Imaging, LLC.-36574 | 46-256109P4 |  |  |  | Swivel | Stand Off Swivel | [39 empty] | Brand Name |  | Type | Stand Off | Size |  | Color |  | Material |  | Dimensions |  | For Use With | [101 empty] | Swivel | Stand Off Swivel | [7 empty] | Ashok | Not Found | ok | 83.33 | 15 | 3
SN147SN | AMCI Medical Imaging, LLC.-36574 | 46-259335P9 | 312 Series |  |  | Fuse | 312 Series 6A 250V Glass Body Fast Acting Time Delay Fuse | [39 empty] | Brand Name |  | Type | Fast Acting Time Delay | Size |  | Color | Glass Body | Material |  | Dimensions |  | For Use With | For 2115090, -4, -5, -7, -9, 10 Assemblies | Voltage | 250V | Amperage | 6A | [96 empty] | Time Delay Fuse | Fast Acting Time Delay Fuse | Glass Body Fuse | [6 empty] | Ashok | Not Found | ok | 84.62 | 22 | 4
SN378SN | AMCI Medical Imaging, LLC.-36574 | 46-264974G5 |  |  |  | Circuit Board | THT Components CPU Controller Circuit Board | [9 empty] | https://static.wixstatic.com/media/ff843c_cef8e2e788a9430f9166532bdc443484~mv2.jpg/v1/fill/w_500,h_375,al_c,q_80,usm_0.66_1.00_0.01,enc_avif,quality_auto/ff843c_cef8e2e788a9430f9166532bdc443484~mv2.jpg | [29 empty] | Brand Name |  | Type | THT Components CPU Controller | Size |  | Color |  | Material |  | Dimensions |  | For Use With | [101 empty] | Controller Circuit Board | CPU Controller Circuit Board | THT Components CPU Controller Circuit Board | https://www.amcimedical.com/product-page/46-264974g5 | [5 empty] | Ashok | Found | ok | 85.71 | 18 | 3
SN404SN | AMCI Medical Imaging, LLC.-36574 | 46-264982G1 |  |  |  | Controller PCB | THT Display Controller PCB | [9 empty] | https://static.wixstatic.com/media/ff843c_fb76e72485944febbc4eb1870ec90571~mv2.jpg/v1/fill/w_500,h_375,al_c,q_80,usm_0.66_1.00_0.01,enc_avif,quality_auto/ff843c_fb76e72485944febbc4eb1870ec90571~mv2.jpg | [29 empty] | Brand Name |  | Type | THT Display | Size |  | Color |  | Material |  | Dimensions |  | For Use With | [101 empty] | Controller PCB | THT Display Controller PCB |  | https://www.amcimedical.com/product-page/46-264982g1 | [5 empty] | Ashok | Found | ok | 85 | 17 | 3
SN172SN | AMCI Medical Imaging, LLC.-36574 | 46-264986G2 |  |  |  | Circuit Board | THT Components Filament Circuit Board | [9 empty] | https://static.wixstatic.com/media/ff843c_11b20126a492437fb63444c71d2a8eac~mv2.jpg/v1/fill/w_500,h_667,al_c,lg_1,q_80,enc_avif,quality_auto/ff843c_11b20126a492437fb63444c71d2a8eac~mv2.jpg | [29 empty] | Brand Name |  | Type | THT Components Filament | Size |  | Color |  | Material |  | Dimensions |  | For Use With | [101 empty] | Filament Circuit Board | THT Components Filament Circuit Board |  | https://www.amcimedical.com/product-page/46-264986g2 | [5 empty] | Ashok | Found | ok | 85 | 17 | 3
SN121SN | AMCI Medical Imaging, LLC.-36574 | 46-267217P21 | 312 Series |  |  | Fuse | 312 Series 6A 250V 3AG Glass Body Fast Acting Metric Slow Blow Fuse | [39 empty] | Brand Name |  | Type | Fast Acting Metric Slow Blow | Size | 3AG | Color | Glass Body | Material |  | Dimensions |  | For Use With |  | Voltage | 250V | Amperage | 6A | [96 empty] | Slow Blow Fuse | Fast Acting Fuse | Glass Body Fuse | [6 empty] | Ashok | Not Found | ok | 84.62 | 22 | 4
SN390SN | AMCI Medical Imaging, LLC.-36574 | 46-267217P22 | 326 Series |  |  | Fuse | 326 Series 250V 4A Ceramic Body Slow Blow Fuse | [39 empty] | Brand Name |  | Type | Slow Blow | Size |  | Color | Ceramic Body | Material |  | Dimensions |  | For Use With | For 2115090, -2, -6, -8, -11 Assemblies | Voltage | 250V | Amperage | 4A | [96 empty] | Slow Blow Fuse | Ceramic Body Slow Blow Fuse | [7 empty] | Ashok | Not Found | ok | 88 | 22 | 3
SN133SN | AMCI Medical Imaging, LLC.-36574 | 46-267217P23 | 312 Series |  |  | Fuse | 312 Series 1.5A 250V 3Ag Glass Body Fast Acting Fuse | [39 empty] | Brand Name |  | Type | Fast Acting | Size | 3AG | Color | Glass Body | Material |  | Dimensions |  | For Use With |  | Voltage | 250V | Amperage | 1.5A | [96 empty] | Fast Acting Fuse | Glass Body Fuse | [7 empty] | Ashok | Not Found | ok | 84 | 21 | 4
SN163SN | AMCI Medical Imaging, LLC.-36574 | 46-270238P1 |  |  |  | Mat | Mat For Cassette Drawer Assembly | [39 empty] | Brand Name |  | Type |  | Size |  | Color |  | Material |  | Dimensions |  | For Use With | For Cassette Drawer Assembly | [100 empty] | Mat | Cassette Drawer Assembly Mat | [7 empty] | Ashok | Not Found | ok | 83.33 | 15 | 3
SN171SN | AMCI Medical Imaging, LLC.-36574 | 46-270270P1 |  |  |  | Handle Bar | Plastic Mold Charocoal Gray Drive Handle Bar | [39 empty] | Brand Name |  | Type | Drive | Size |  | Color | Charocoal Gray | Material | Plastic Mold | Dimensions |  | For Use With | [101 empty] | Handle Bar | Drive Handle Bar | [7 empty] | Ashok | Not Found | ok | 85 | 17 | 3
SN120SN | AMCI Medical Imaging, LLC.-36574 | 46-270317P1 |  |  |  | Shaft Bar | Solid Shaft Bar For Apron Hanger Bar | [39 empty] | Brand Name |  | Type | Solid | Size |  | Color |  | Material |  | Dimensions |  | For Use With | For Apron Hanger Bar | [109 empty] | Ashok | Not Found | ok | 60 | 12 | 8
SN131SN | AMCI Medical Imaging, LLC.-36574 | 46-270324P1 |  |  |  | Strip | 9 L x 0.625 W x 0.032in Thk Wear Strip | [6 empty] | 0.625in | [32 empty] | Brand Name |  | Type | Wear | Size |  | Color |  | Material |  | Dimensions |  | For Use With |  | Length | 9in | Thickness | 0.032 | [96 empty] | Wear Strip | [8 empty] | Ashok | Not Found | ok | 86.36 | 19 | 3
SN135SN | AMCI Medical Imaging, LLC.-36574 | 46-270324P2 |  |  |  | Strip | 9 L x 1 W x 0.032in Thk Wear Strip | [6 empty] | 1in | [32 empty] | Brand Name |  | Type | Wear | Size |  | Color |  | Material |  | Dimensions |  | For Use With |  | Length | 9in | Thickness | 0.032 | [96 empty] | Wear Strip | [8 empty] | Ashok | Not Found | ok | 86.36 | 19 | 3
SN140SN | AMCI Medical Imaging, LLC.-36574 | 46-270325P1 |  |  |  | Strip | 9 L x 0.38 W x 0.032in Thk Wear Strip | [6 empty] | 0.38in | [32 empty] | Brand Name |  | Type | Wear | Size |  | Color |  | Material |  | Dimensions |  | For Use With |  | Length | 9in | Thickness | 0.032 | [96 empty] | Wear Strip | [8 empty] | Ashok | Not Found | ok | 86.36 | 19 | 3
SN145SN | AMCI Medical Imaging, LLC.-36574 | 46-270325P2 |  |  |  | Strip | 15 L x 0.50 W x 0.010in Thk Wear Strip | [6 empty] | 0.50in | [32 empty] | Brand Name |  | Type | Wear | Size |  | Color |  | Material |  | Dimensions |  | For Use With |  | Length | 15in | Thickness | 0.010 | [96 empty] | Wear Strip | [8 empty] | Ashok | Not Found | ok | 86.36 | 19 | 3
SN162SN | AMCI Medical Imaging, LLC.-36574 | 46-270425P1 |  |  |  | Magnet | 0.700 Dia x 1in L Alnico Viii Magnet For Drive Handle Bar | [39 empty] | Brand Name |  | Type | Alnico Viii | Size |  | Color |  | Material |  | Dimensions |  | For Use With | For Drive Handle Bar | Diameter | 0.700in | Length | 1in | [96 empty] | Alnico Viii Magnet | Drive Handle Bar Magnet | [7 empty] | Ashok | Not Found | ok | 82.61 | 19 | 4
SN177SN | AMCI Medical Imaging, LLC.-36574 | 46-270508P1 |  |  |  | Assembly | 1/8 Dia x 65.27in L Rev. 001 Short Ball End Counterweight Cable Assembly | [39 empty] | Brand Name |  | Type | Short Counterweight Cable | Size |  | Color |  | Material |  | Dimensions |  | For Use With |  | Diameter | 1/8in | Length | 65.27in | Revision | Rev. 001 | End Type | Ball | [92 empty] | Counterweight Cable Assembly | Ball End Cable Assembly | [7 empty] | Ashok | Not Found | ok | 84.62 | 22 | 4
SN119SN | AMCI Medical Imaging, LLC.-36574 | 46-270509P1 |  |  |  | Cable | 440in L 7 x 19 Threaded Steel Cable | [39 empty] | Brand Name |  | Type | Threaded | Size |  | Color |  | Material | Steel | Dimensions |  | For Use With |  | Cable Construction | 7 x 19 | Length | 440in | [96 empty] | Cable | Threaded Cable | [7 empty] | Ashok | Not Found | ok | 86.96 | 20 | 3
SN405SN | AMCI Medical Imaging, LLC.-36574 | 46-270615P2 |  |  |  | Assembly | AMX-4 Plus Collimator Assembly (Gray GEMS #4 Color ) | [9 empty] | https://static.wixstatic.com/media/ff843c_ddfd1ef1bba943bdba86f6347680ff83~mv2.jpg/v1/fill/w_500,h_375,al_c,q_80,usm_0.66_1.00_0.01,enc_avif,quality_auto/ff843c_ddfd1ef1bba943bdba86f6347680ff83~mv2.jpg | [29 empty] | Brand Name |  | Type | AMX-4 Plus Collimator, (Gray GEMS #4 Color ) | Size |  | Color |  | Material |  | Dimensions |  | For Use With | [101 empty] | Collimator Assembly | AMX-4 Plus Collimator Assembly |  | https://www.amcimedical.com/product-page/46-270615p2 | [5 empty] | Ashok | Found | ok | 80 | 16 | 4
SN391SN | AMCI Medical Imaging, LLC.-36574 | 46-270615P3 |  |  |  | Assembly | AMX-4 Plus Collimator Assembly (Gray GEMS #4 Color ) | [9 empty] | https://static.wixstatic.com/media/ff843c_ddfd1ef1bba943bdba86f6347680ff83~mv2.jpg/v1/fill/w_500,h_375,al_c,q_80,usm_0.66_1.00_0.01,enc_avif,quality_auto/ff843c_ddfd1ef1bba943bdba86f6347680ff83~mv2.jpg | [29 empty] | Brand Name |  | Type | AMX-4 Plus Collimator, (Gray GEMS #4 Color ) | Size |  | Color |  | Material |  | Dimensions |  | For Use With | [101 empty] | Collimator Assembly | AMX-4 Plus Collimator Assembly |  | https://www.amcimedical.com/product-page/46-270615p3 | [5 empty] | Ashok | Found | ok | 80 | 16 | 4
SN392SN | AMCI Medical Imaging, LLC.-36574 | 46-270618G1 |  |  |  | Harness | 60Hz Inverter Harness | [39 empty] | Brand Name |  | Type | Inverter | Size |  | Color |  | Material |  | Dimensions |  | For Use With |  | Frequency | 60Hz | [98 empty] | Harness | Inverter Harness | [7 empty] | Ashok | Not Found | ok | 85 | 17 | 3
SN152SN | AMCI Medical Imaging, LLC.-36574 | 46-270620P1 |  |  |  | Power Supply | 110V 60Hz Primary Power Supply | [39 empty] | Brand Name |  | Type | Primary | Size |  | Color |  | Material |  | Dimensions |  | For Use With |  | Frequency | 60Hz | Voltage | 110V | [96 empty] | Primary Power Supply | [8 empty] | Ashok | Not Found | ok | 85.71 | 18 | 3
SN393SN | AMCI Medical Imaging, LLC.-36574 | 46-264982G1 |  |  |  | Controller Circuit Board | DC to DC Converter On Display Controller Circuit Board | [9 empty] | https://static.wixstatic.com/media/ff843c_fb76e72485944febbc4eb1870ec90571~mv2.jpg/v1/fill/w_500,h_375,al_c,q_80,usm_0.66_1.00_0.01,enc_avif,quality_auto/ff843c_fb76e72485944febbc4eb1870ec90571~mv2.jpg | [29 empty] | Brand Name |  | Type | DC to DC Converter On Display, THT Type | Size |  | Color |  | Material |  | Dimensions |  | For Use With | [101 empty] | Controller Circuit Board | DC to DC Converter Controller Circuit Board |  | https://www.amcimedical.com/product-page/46-264982g1 | [5 empty] | Ashok | Based On Discription Part No | Part No Updaed | 75 | 15 | 5
SN124SN | AMCI Medical Imaging, LLC.-36574 | 46-270729P3 |  |  |  | Handle Bar | Light Blue Cassette Drawer Handle Bar | [39 empty] | Brand Name |  | Type | Cassette Drawer | Size |  | Color | Light Blue | Material |  | Dimensions |  | For Use With | [110 empty] | Ashok | Not Found | ok | 73.68 | 14 | 5
SN134SN | AMCI Medical Imaging, LLC.-36574 | 46-270736P1 |  |  |  | Spring | Latch Spring | [39 empty] | Brand Name |  | Type | Latch | Size |  | Color |  | Material |  | Dimensions |  | For Use With | [101 empty] | Spring | Latch Spring | [7 empty] | Ashok | Not Found | ok | 83.33 | 15 | 3
SN164SN | AMCI Medical Imaging, LLC.-36574 | 46-270746P1 |  |  |  | Strip | 11in L Black Neoprene Rubber Wear Strip For Front Base Area | [9 empty] | https://static.wixstatic.com/media/ff843c_e6d263e7d17c48b085f52b4df8b10726~mv2.jpg/v1/fill/w_448,h_298,al_c,lg_1,q_80,enc_avif,quality_auto/ff843c_e6d263e7d17c48b085f52b4df8b10726~mv2.jpg | [29 empty] | Brand Name |  | Type | Wear | Size |  | Color | Black | Material | Neoprene Rubber | Dimensions |  | For Use With | For Front Base Area | Length | 11in | [98 empty] | Wear Strip | Neoprene Wear Strip |  | https://www.amcimedical.com/product-page/46-270746p1 | [5 empty] | Ashok | Found | ok | 88 | 22 | 3
SN178SN | AMCI Medical Imaging, LLC.-36574 | 46-270749G1 |  |  |  | End Cap | End Cap For Battery Compartment Cover | [39 empty] | Brand Name |  | Type |  | Size |  | Color |  | Material |  | Dimensions |  | For Use With | For Battery Compartment Cover | [100 empty] | End Cap | Battery Compartment Cover End Cap | [7 empty] | Ashok | Not Found | ok | 83.33 | 15 | 3
SN185SN | AMCI Medical Imaging, LLC.-36574 | 46-270766G1 |  |  |  | Panel | Blank Panel | [39 empty] | Brand Name |  | Type | Blank | Size |  | Color |  | Material |  | Dimensions |  | For Use With | [101 empty] | Panel | Blank Panel | [7 empty] | Ashok | Not Found | ok | 83.33 | 15 | 3
SN127SN | AMCI Medical Imaging, LLC.-36574 | 46-270778P1 |  |  |  | K196 | K196 Relay | [39 empty] | Brand Name |  | Type |  | Size |  | Color |  | Material |  | Dimensions |  | For Use With | [101 empty] | Relay | [8 empty] | Ashok | Not Found | ok | 81.25 | 13 | 3
SN138SN | AMCI Medical Imaging, LLC.-36574 | 46-270778P2 |  |  |  | Relay | 110VDC SPST Relay For Battery Charger Board (K215) | [39 empty] | Brand Name |  | Type |  | Size |  | Color |  | Material |  | Dimensions |  | For Use With | For Battery Charger Board (K215) | Voltage | 110VDC | Contact Configuration | SPST | [96 empty] | Relay | SPST Relay | Battery Charger Board Relay | [6 empty] | Ashok | Not Found | ok | 86.96 | 20 | 3
SN144SN | AMCI Medical Imaging, LLC.-36574 | 46-270778P3 |  |  |  | Relay | 24VDC 51mA Coil SPST Relay | [39 empty] | Brand Name |  | Type |  | Size |  | Color |  | Material |  | Dimensions |  | For Use With |  | Voltage | 24VDC | Contact Configuration | SPST | Coil Current | 51mA | Contact Rating | 10A at 150VDC | [92 empty] | Relay | SPST Relay | [7 empty] | Ashok | Not Found | ok | 88 | 22 | 3
SN168SN | AMCI Medical Imaging, LLC.-36574 | 46-270781P1 |  |  |  | Strip | 16.6in L Black Neoprene Rubber Wear Strip For Front Base Area | [9 empty] | https://static.wixstatic.com/media/ff843c_7d8b5fd761a74e22ad21f963eb6b5dc1~mv2.jpg/v1/fill/w_443,h_665,al_c,lg_1,q_80,enc_avif,quality_auto/ff843c_7d8b5fd761a74e22ad21f963eb6b5dc1~mv2.jpg | [29 empty] | Brand Name |  | Type | Wear | Size |  | Color | Black | Material | Neoprene Rubber | Dimensions |  | For Use With | For Front Base Area | Length | 16.6in | [98 empty] | Wear Strip | Neoprene Wear Strip |  | https://www.amcimedical.com/product-page/46-270781p1 | [5 empty] | Ashok | Found | ok | 88 | 22 | 3
SN184SN | AMCI Medical Imaging, LLC.-36574 | 46-270782P1 |  |  |  | Strip | 28.8in L Black Rubber Wear Strip For Side Panel | [39 empty] | Brand Name |  | Type | Wear | Size |  | Color | Black | Material | Rubber | Dimensions |  | For Use With | For Side Panel | Length | 28.8in | [98 empty] | Wear Strip | Side Panel Wear Strip | [7 empty] | Ashok | Not Found | ok | 86.96 | 20 | 3
SN167SN | AMCI Medical Imaging, LLC.-36574 | 46-270799P1 |  |  |  | Switch | Field Lamp Switch | [39 empty] | Brand Name |  | Type | Field Lamp | Size |  | Color |  | Material |  | Dimensions |  | For Use With | [101 empty] | Lamp Switch | Field Lamp Switch | [7 empty] | Ashok | Not Found | ok | 83.33 | 15 | 3
SN181SN | AMCI Medical Imaging, LLC.-36574 | 46-270828G1 |  |  |  | Assembly | Drive Motor Brake Assembly With Brake, Connector and Terminal | [39 empty] | Brand Name |  | Type | Drive Motor Brake | Size |  | Color |  | Material |  | Dimensions |  | For Use With |  | With | Brake, Connector and Terminal | [98 empty] | Motor Brake Assembly | Drive Motor Brake Assembly | Brake Assembly With Terminal | [6 empty] | Ashok | Not Found | ok | 73.91 | 17 | 6
SN188SN | AMCI Medical Imaging, LLC.-36574 | 46-270895P2 |  |  |  | Power Module | 800V (Q1/Q2) SCR Power Module | [39 empty] | Brand Name |  | Type | (Q1/Q2) SCR | Size |  | Color |  | Material |  | Dimensions |  | For Use With |  | Voltage | 800V | [98 empty] | Power Module | (Q1/Q2) SCR Power Module | [7 empty] | Ashok | Not Found | ok | 85 | 17 | 3
SN394SN | AMCI Medical Imaging, LLC.-36574 | 46-270907P1 |  |  |  | Assembly | Round Drive Handle Enable Switch Assembly | [39 empty] | Brand Name |  | Type | Round Drive Handle Enable Switch | Size |  | Color |  | Material |  | Dimensions |  | For Use With |  | Number of Leads | 2 | Threaded Size | 10 | [96 empty] | Enable Switch Assembly | Drive Handle Switch Assembly | Round Switch Assembly | [6 empty] | Ashok | Not Found | ok | 86.96 | 20 | 3
SN146SN | AMCI Medical Imaging, LLC.-36574 | 46-270907P2 |  |  |  | Switch | 2 Leads Park Switch With Terminal Connections For Old Type Lock Latch Assembly | [39 empty] | Brand Name |  | Type | Park | Size |  | Color |  | Material |  | Dimensions |  | For Use With | For Old Type Lock Latch Assembly | Number of Leads | 2 | With | With Terminal Connections | [96 empty] | Park Switch | 2 Leads Park Switch | Park Switch With Terminal Connections | [6 empty] | Ashok | Not Found | ok | 83.33 | 20 | 4
SN151SN | AMCI Medical Imaging, LLC.-36574 | 46-270909G1 |  |  |  | Lock/Stopper | Cassette Drawer Lock/Stopper Includes Magnet Strip | [39 empty] | Brand Name |  | Type | Cassette Drawer | Size |  | Color |  | Material |  | Dimensions |  | For Use With |  | Includes | Magnet Strip | [98 empty] | Drawer Lock/Stopper | Cassette Drawer Lock/Stopper | Lock/Stopper With Magnet Strip | [6 empty] | Ashok | Not Found | ok | 85.71 | 18 | 3
SN159SN | AMCI Medical Imaging, LLC.-36574 | 46-270912P1 |  |  |  | Hinge | Right Hand Cover Hinge | [39 empty] | Brand Name |  | Type | Right Hand Cover | Size |  | Color |  | Material |  | Dimensions |  | For Use With | [101 empty] | Cover Hinge | Right Hand Cover Hinge | [7 empty] | Ashok | Not Found | ok | 83.33 | 15 | 3
SN165SN | AMCI Medical Imaging, LLC.-36574 | 46-270912P2 |  |  |  | Hinge | Left Hand Cover Hinge | [39 empty] | Brand Name |  | Type | Left Hand Cover | Size |  | Color |  | Material |  | Dimensions |  | For Use With | [101 empty] | Cover Hinge | Left Hand Cover Hinge | [7 empty] | Ashok | Not Found | ok | 83.33 | 15 | 3
SN169SN | AMCI Medical Imaging, LLC.-36574 | 46-270913P2 |  |  |  | Plate | Yoke MTG Plate | [39 empty] | Brand Name |  | Type | Yoke MTG | Size |  | Color |  | Material |  | Dimensions |  | For Use With | [101 empty] | MTG Plate | Yoke MTG Plate | [7 empty] | Ashok | Not Found | ok | 83.33 | 15 | 3
SN150SN | AMCI Medical Imaging, LLC.-36574 | 46-270921P1 |  |  |  | Shaft | Detent Bearing Shaft | [39 empty] | Brand Name |  | Type | Detent Bearing | Size |  | Color |  | Material |  | Dimensions |  | For Use With | [101 empty] | Bearing Shaft | Detent Bearing Shaft | [7 empty] | Ashok | Not Found | ok | 83.33 | 15 | 3
SN156SN | AMCI Medical Imaging, LLC.-36574 | 46-270922P1 |  |  |  | Disc | Tube Support Disc | [39 empty] | Brand Name |  | Type | Tube Support | Size |  | Color |  | Material |  | Dimensions |  | For Use With | [101 empty] | Disc | Tube Support Disc | [7 empty] | Ashok | Not Found | ok | 83.33 | 15 | 3
SN161SN | AMCI Medical Imaging, LLC.-36574 | 46-270923P1 |  |  |  | Disc | Brake Disc | [39 empty] | Brand Name |  | Type | Brake | Size |  | Color |  | Material |  | Dimensions |  | For Use With | [101 empty] | Disc | Brake Disc | [7 empty] | Ashok | Not Found | ok | 83.33 | 15 | 3
SN170SN | AMCI Medical Imaging, LLC.-36574 | 46-270923P2 |  |  |  | Disc | Round Disc | [39 empty] | Brand Name |  | Type | Round | Size |  | Color |  | Material |  | Dimensions |  | For Use With | [101 empty] | Disc | Round Disc | [7 empty] | Ashok | Not Found | ok | 83.33 | 15 | 3
SN190SN | AMCI Medical Imaging, LLC.-36574 | 46-270929G1 |  |  |  | Panel | Protective Panel For Top Rev.3 | [39 empty] | Brand Name |  | Type | Protective | Size |  | Color |  | Material |  | Dimensions |  | For Use With | For Top Rev.3 | [100 empty] | Panel | Protective Panel | Top Rev.3 Protective Panel | [6 empty] | Ashok | Not Found | ok | 85 | 17 | 3
SN395SN | AMCI Medical Imaging, LLC.-36574 | 46-270966G1 |  |  |  | Harness | 1 Khz Board Area Cable Harness | [39 empty] | Brand Name |  | Type | 1 Khz Board Area | Size |  | Color |  | Material |  | Dimensions |  | For Use With | [101 empty] | Cable Harness | Board Area Cable Harness | [7 empty] | Ashok | Not Found | ok | 83.33 | 15 | 3
SN158SN | AMCI Medical Imaging, LLC.-36574 | 46-270968P2 |  |  |  | Clamp | Cable Clamp For Main Control Cable | [39 empty] | Brand Name |  | Type | Cable | Size |  | Color |  | Material |  | Dimensions |  | For Use With | For Main Control Cable | [100 empty] | Cable Clamp | Main Control Cable Clamp | [7 empty] | Ashok | Not Found | ok | 84.21 | 16 | 3
SN174SN | AMCI Medical Imaging, LLC.-36574 | 46-270980P2 |  |  |  | Pad | Black Rubber Right Corner Pad | [9 empty] | https://static.wixstatic.com/media/ff843c_8cd6a8b27e054c34ad7cb76b6cd1b954~mv2.jpg/v1/fill/w_500,h_375,al_c,lg_1,q_80,enc_avif,quality_auto/ff843c_8cd6a8b27e054c34ad7cb76b6cd1b954~mv2.jpg | [29 empty] | Brand Name |  | Type | Right Corner | Size |  | Color | Black | Material | Rubber | Dimensions |  | For Use With | [101 empty] | Right Corner Pad | Rubber Right Corner Pad |  | https://www.amcimedical.com/product-page/46-270980p2 | [5 empty] | Ashok | Found | ok | 86.36 | 19 | 3
SN186SN | AMCI Medical Imaging, LLC.-36574 | 46-270981P2 |  |  |  | Pad | Black Rubber Left Corner Pad | [9 empty] | https://static.wixstatic.com/media/ff843c_4fb9452ee74b48ce86705c2f131ddf67~mv2.jpg/v1/fill/w_500,h_356,al_c,lg_1,q_80,enc_avif,quality_auto/ff843c_4fb9452ee74b48ce86705c2f131ddf67~mv2.jpg | [29 empty] | Brand Name |  | Type | Left Corner | Size |  | Color | Black | Material | Rubber | Dimensions |  | For Use With | [101 empty] | Left Corner Pad | Rubber Left Corner Pad |  | https://www.amcimedical.com/product-page/46-270981p2 | [5 empty] | Ashok | Found | ok | 86.36 | 19 | 3
SN200SN | AMCI Medical Imaging, LLC.-36574 | 46-270984P1 |  |  |  | Spring | 0.304in OD Left Hand Wind Spring For Apron Hanger | [39 empty] | Brand Name |  | Type | Left Hand Wind | Size |  | Color |  | Material |  | Dimensions |  | For Use With | For Apron Hanger | Outer Diameter | 0.304in | [98 empty] | Wind Spring | Left Hand Wind Spring | [7 empty] | Ashok | Not Found | ok | 85.71 | 18 | 3
SN139SN | AMCI Medical Imaging, LLC.-36574 | 46-270984P2 |  |  |  | Spring | 0.304in OD Right Hand Wind Spring For Apron Hanger | [39 empty] | Brand Name |  | Type | Right Hand Wind | Size |  | Color |  | Material |  | Dimensions |  | For Use With | For Apron Hanger | Outer Diameter | 0.304in | [98 empty] | Wind Spring | Left Hand Wind Spring | [7 empty] | Ashok | Not Found | ok | 80.95 | 17 | 4
SN143SN | AMCI Medical Imaging, LLC.-36574 | 46-270985P1 |  |  |  | Solenoid | 110VDC 45W 85°F Thermal Sensor Rev. 5 Higher Tolerance Solenoid | [39 empty] | Brand Name |  | Type | Higher Tolerance | Size |  | Color |  | Material |  | Dimensions |  | For Use With |  | Voltage | 110VDC | Wattage | 45W | Sensor Type | 85°F Thermal Sensor | Revision Type | Rev. 5 | [92 empty] | Tolerance Solenoid | Rev. 5 Higher Tolerance Solenoid | Higher Tolerance Solenoid | [6 empty] | Ashok | Not Found | ok | 85.19 | 23 | 4
SN153SN | AMCI Medical Imaging, LLC.-36574 | 46-270985P2 |  |  |  | Solenoid | 110VDC 45W 40°C Thermal Sensor Rev. 6 New Solenoid | [39 empty] | Brand Name |  | Type | New | Size |  | Color |  | Material |  | Dimensions |  | For Use With |  | Voltage | 110VDC | Wattage | 45W | Sensor Type | 40°C Thermal Sensor | Revision Type | Rev. 6 | [92 empty] | New Solenoid | Rev. 6 New Solenoid | Thermal Sensor Solenoid | [6 empty] | Ashok | Not Found | ok | 85.19 | 23 | 4
SN166SN | AMCI Medical Imaging, LLC.-36574 | 46-270995P4 |  |  |  | Transformer | T3 Transformer For Magnetics Battery Charger Board | [39 empty] | Brand Name |  | Type | T3 | Size |  | Color |  | Material |  | Dimensions |  | For Use With | For Magnetics Battery Charger Board | Primary Voltage | 105 to 132VAC at 60Hz or 210 to 264VAC at 50Hz | [98 empty] | T3 Transformer | [8 empty] | Ashok | Not Found | ok | 76.19 | 16 | 5
SN183SN | AMCI Medical Imaging, LLC.-36574 | 46-275238P8 |  |  |  | Connector | Female 9-Position Connector For J1-J8, J12 | [39 empty] | Brand Name |  | Type |  | Size |  | Color |  | Material |  | Dimensions |  | For Use With | For J1-J8, J12 | Gender | Female | Number Of Position | 9 | [96 empty] | Connector | 9-Position Connector | [7 empty] | Ashok | Not Found | ok | 86.36 | 19 | 3
SN189SN | AMCI Medical Imaging, LLC.-36574 | 46-276217P1 |  |  |  | EMI Suppression Core | 275Ohm 0.25in ID Nylon Case Small EMI Suppression Core | [39 empty] | Brand Name |  | Type |  | Size | Small | Color |  | Material | Nylon Case | Dimensions |  | For Use With |  | Inner Diameter | 0.25in | Impedance | 275Ohm | [96 empty] | EMI Suppression Core | [8 empty] | Ashok | Not Found | ok | 86.36 | 19 | 3
SN353SN | AMCI Medical Imaging, LLC.-36574 | 46-276217P3 |  |  |  | Core and Case | Ferrite Split Core and Case | [39 empty] | Brand Name |  | Type | Ferrite Split | Size |  | Color |  | Material |  | Dimensions |  | For Use With | [101 empty] | Core and Case | Ferrite Split Core and Case | [7 empty] | Ashok | Not Found | ok | 83.33 | 15 | 3
SN142SN | AMCI Medical Imaging, LLC.-36574 | 46-279010P1 |  |  |  | Cap | X-Ray Tube End Cap | [39 empty] | Brand Name |  | Type | X-Ray Tube End | Size |  | Color |  | Material |  | Dimensions |  | For Use With | [101 empty] | End Cap | X-Ray Tube End Cap | [7 empty] | Ashok | Not Found | ok | 83.33 | 15 | 3
SN149SN | AMCI Medical Imaging, LLC.-36574 | 46-279011P1 |  |  |  | Bracket | Horizontal Arm Connector Bracket | [39 empty] | Brand Name |  | Type | Horizontal Arm Connector | Size |  | Color |  | Material |  | Dimensions |  | For Use With | [101 empty] | Connector Bracket | Horizontal Arm Connector Bracket | [7 empty] | Ashok | Not Found | ok | 83.33 | 15 | 3
SN180SN | AMCI Medical Imaging, LLC.-36574 | 46-279018P1 |  |  |  | Cover | Tube Front Cover For Hrt Tube | [39 empty] | Brand Name |  | Type | Tube Front | Size |  | Color |  | Material |  | Dimensions |  | For Use With | For Hrt Tube | [100 empty] | Tube Front Cover | Hrt Tube Front Cover | [7 empty] | Ashok | Not Found | ok | 84.21 | 16 | 3
SN187SN | AMCI Medical Imaging, LLC.-36574 | 46-279019P1 |  |  |  | Stud Cover | H.V. Tank XFMR Stud Cover | [39 empty] | Brand Name |  | Type | H.V. Tank XFMR | Size |  | Color |  | Material |  | Dimensions |  | For Use With | [101 empty] | Stud Cover | H.V. Tank XFMR Stud Cover | [7 empty] | Ashok | Not Found | ok | 83.33 | 15 | 3
SN192SN | AMCI Medical Imaging, LLC.-36574 | 46-279022P1 |  |  |  | Label | Label - Warning: "Do Not Recharge Batteries..." | [39 empty] | Brand Name |  | Type | Warning | Size |  | Color |  | Material |  | Dimensions |  | For Use With |  | Legend | Do Not Recharge Batteries... | [98 empty] | Warning Label | [8 empty] | Ashok | Not Found | ok | 70 | 14 | 6
SN196SN | AMCI Medical Imaging, LLC.-36574 | 46-279023P1 |  |  |  | AMX4 Logo Decal | Accent Blue AMX4 Logo Decal | [9 empty] | https://static.wixstatic.com/media/ff843c_3083b9dde5f44660b5a4c0cfdf39bfec~mv2.jpg/v1/fill/w_500,h_375,al_c,q_80,usm_0.66_1.00_0.01,enc_avif,quality_auto/ff843c_3083b9dde5f44660b5a4c0cfdf39bfec~mv2.jpg | [29 empty] | Brand Name |  | Type |  | Size |  | Color | Accent Blue | Material |  | Dimensions |  | For Use With | [101 empty] | Logo Decal | AMX4 Logo Decal |  | https://www.amcimedical.com/product-page/46-279023p1 | [5 empty] | Ashok | Found | ok | 85 | 17 | 3
SN137SN | AMCI Medical Imaging, LLC.-36574 | 46-279024P1 |  |  |  | Label | Blank Tube End Label | [39 empty] | Brand Name |  | Type | Blank Tube End | Size |  | Color |  | Material |  | Dimensions |  | For Use With | [101 empty] | End Label | Blank Tube End Label | [7 empty] | Ashok | Not Found | ok | 83.33 | 15 | 3
SN434SN | AMCI Medical Imaging, LLC.-36574 | 46-279029P1 |  |  |  | Shaft | 0.31in L Old Type Shaft | [39 empty] | Brand Name |  | Type | Old Type | Size |  | Color |  | Material |  | Dimensions |  | For Use With |  | Length | 0.31in | [98 empty] | Shaft | Old Type Shaft | [7 empty] | Ashok | Not Found | ok | 85 | 17 | 3
SN141SN | AMCI Medical Imaging, LLC.-36574 | 46-279029P2 |  |  |  | Shaft | 0.31in L Current New Type Shaft | [39 empty] | Brand Name |  | Type | Current New Type | Size |  | Color |  | Material |  | Dimensions |  | For Use With |  | Length | 0.31in | [98 empty] | Shaft | Current New Type Shaft | [7 empty] | Ashok | Not Found | ok | 85 | 17 | 3
SN155SN | AMCI Medical Imaging, LLC.-36574 | 46-279039P1 |  |  |  | Bar/Shaft | Bar/Shaft | [39 empty] | Brand Name |  | Type |  | Size |  | Color |  | Material |  | Dimensions |  | For Use With | [101 empty] | Bar/Shaft | [8 empty] | Ashok | Not Found | ok | 81.25 | 13 | 3
SN160SN | AMCI Medical Imaging, LLC.-36574 | 46-279040P1 |  |  |  | Cover | Spring Cover For Horizontal Arm and Tube Assembly | [39 empty] | Brand Name |  | Type | Spring | Size |  | Color |  | Material |  | Dimensions |  | For Use With | For Horizontal Arm and Tube Assembly | [100 empty] | Spring Cover | Horizontal Arm Spring Cover | [7 empty] | Ashok | Not Found | ok | 84.21 | 16 | 3
SN175SN | AMCI Medical Imaging, LLC.-36574 | 46-279041P1 |  |  |  | Washer | Washer | [39 empty] | Brand Name |  | Type |  | Size |  | Color |  | Material |  | Dimensions |  | For Use With | [101 empty] | Washer | [8 empty] | Ashok | Not Found | ok | 81.25 | 13 | 3
SN182SN | AMCI Medical Imaging, LLC.-36574 | 46-279048P1 |  |  |  | Switch Button | Charcoal Gray Actuator Bar Switch Button For AMX-4 Portable X-ray Unit | [39 empty] | Brand Name |  | Type | Actuator Bar | Size |  | Color | Charcoal Gray | Material |  | Dimensions |  | For Use With | For AMX-4 Portable X-ray Unit | [100 empty] | Switch Button | Actuator Bar Switch Button | [7 empty] | Ashok | Not Found | ok | 85 | 17 | 3
SN176SN | AMCI Medical Imaging, LLC.-36574 | 46-279088P1 |  |  |  | Collar Cast | Collar Cast For Top Cover | [39 empty] | Brand Name |  | Type |  | Size |  | Color |  | Material |  | Dimensions |  | For Use With | For Top Cover | [100 empty] | Collar Cast | Top Cover Collar Cast | [7 empty] | Ashok | Not Found | ok | 83.33 | 15 | 3
SN419SN | AMCI Medical Imaging, LLC.-36574 | 46-279091P2 |  |  |  | Splicer | Pkgd: Hose Splicer 5/16 Barb | [39 empty] | Brand Name |  | Type | Hose | Size |  | Color |  | Material |  | Dimensions |  | For Use With |  | Connection Size | 5/16in | Connection Type | Barbed | [96 empty] | Splicer | Hose Splicer | [7 empty] | Ashok | Not Found | ok | 86.36 | 19 | 3
SN199SN | AMCI Medical Imaging, LLC.-36574 | 46-279094P2 |  |  |  | Insulator | Display Plate Insulator | [39 empty] | Brand Name |  | Type | Display Plate | Size |  | Color |  | Material |  | Dimensions |  | For Use With | [101 empty] | Plate Insulator | Display Plate Insulator | [7 empty] | Ashok | Not Found | ok | 83.33 | 15 | 3
SN225SN | AMCI Medical Imaging, LLC.-36574 | 46-279098P1 |  |  |  | Plunger | Lock Pin Plunger For Parking Latch Lock | [39 empty] | Brand Name |  | Type | Lock Pin | Size |  | Color |  | Material |  | Dimensions |  | For Use With | For Parking Latch Lock | [100 empty] | Lock Pin Plunger | Parking Latch Lock Plunger | [7 empty] | Ashok | Not Found | ok | 84.21 | 16 | 3
SN243SN | AMCI Medical Imaging, LLC.-36574 | 46-279104P1 |  |  |  | Spring Latch | Steel Spring Latch | [39 empty] | Brand Name |  | Type |  | Size |  | Color |  | Material | Steel | Dimensions |  | For Use With | [101 empty] | Spring Latch | Steel Spring Latch | [7 empty] | Ashok | Not Found | ok | 83.33 | 15 | 3
SN252SN | AMCI Medical Imaging, LLC.-36574 | 46-279120G1 |  |  |  | Cable | 9.4ft L 5-Conductor Stator/Rotor X-Ray Tube Cable | [39 empty] | Brand Name |  | Type | Stator/Rotor X-Ray Tube | Size |  | Color |  | Material |  | Dimensions |  | For Use With |  | Length | 9.4ft | Conductor Type | 5-Conductor | [96 empty] | X-Ray Tube Cable | Stator/Rotor X-Ray Tube Cable | 5-Conductor Tube Cable | [6 empty] | Ashok | Not Found | ok | 65.38 | 17 | 9
SN255SN | AMCI Medical Imaging, LLC.-36574 | 46-279187P1 |  |  |  | Ring | Push-On Ring | [39 empty] | Brand Name |  | Type | Push-On | Size |  | Color |  | Material |  | Dimensions |  | For Use With | [101 empty] | Push-On Ring | [8 empty] | Ashok | Not Found | ok | 82.35 | 14 | 3
SN191SN | AMCI Medical Imaging, LLC.-36574 | 46-279231P1 |  |  |  | Clamp | Wire Clamp For HV Cables | [39 empty] | Brand Name |  | Type | Wire | Size |  | Color |  | Material |  | Dimensions |  | For Use With | For HV Cables | [100 empty] | Wire Clamp | HV Cables Wire Clamp | [7 empty] | Ashok | Not Found | ok | 84.21 | 16 | 3
SN202SN | AMCI Medical Imaging, LLC.-36574 | 46-279297P1 |  |  |  | Belt | 26.5 L x 3/8in W Drive Motor V3 Belt | [6 empty] | 3/8in |  |  | https://static.wixstatic.com/media/ff843c_34573916756a4695840443db6c1b6afb~mv2.jpg/v1/fill/w_500,h_667,al_c,lg_1,q_80,enc_avif,quality_auto/ff843c_34573916756a4695840443db6c1b6afb~mv2.jpg | [29 empty] | Brand Name |  | Type | Drive Motor V3 | Size |  | Color |  | Material |  | Dimensions |  | For Use With |  | Length | 26.5in | [98 empty] | V3 Belt | Drive Motor V3 Belt |  | https://www.amcimedical.com/product-page/46-279297p1 | [5 empty] | Ashok | Found | ok | 86.96 | 20 | 3
SN209SN | AMCI Medical Imaging, LLC.-36574 | 46-279306P1 |  |  |  | Switch | 6A Brake Release Single Pole Switch For Drive Handle | [39 empty] | Brand Name |  | Type | Brake Release Single Pole | Size |  | Color |  | Material |  | Dimensions |  | For Use With | For Drive Handle | Current Rating | 6A | [98 empty] | Single Pole Switch | Brake Release Single Pole Switch | [7 empty] | Ashok | Not Found | ok | 85.71 | 18 | 3
SN215SN | AMCI Medical Imaging, LLC.-36574 | 46-279308P1 |  |  |  | Label | Caution 120V Present Label | [39 empty] | Brand Name |  | Type |  | Size |  | Color |  | Material |  | Dimensions |  | For Use With |  | Legend | Caution 120V Present | [98 empty] | Lable | Caution 120V Present | Caution 120V Present | [6 empty] | Ashok | Not Found | ok | 80 | 16 | 4
SN226SN | AMCI Medical Imaging, LLC.-36574 | 46-279401P1 |  |  |  | Shim | 0.008in Thick Brass Horizontal Arm Shim | [39 empty] | Brand Name |  | Type | Horizontal Arm | Size |  | Color |  | Material | Brass | Dimensions |  | For Use With |  | Thickness | 0.008in | [98 empty] | Arm Shim | Horizontal Arm Shim | [7 empty] | Ashok | Not Found | ok | 80.95 | 17 | 4
SN241SN | AMCI Medical Imaging, LLC.-36574 | 46-279402P2 |  |  |  | Spacer | 0.156 ID x 0.25 OD x 0.33in L Phenolic Spacer | [39 empty] | Brand Name |  | Type |  | Size |  | Color |  | Material | Phenolic | Dimensions |  | For Use With |  | Inner Diameter | 0.156in | Outer Diameter | 0.25in | Length | 0.33in | [94 empty] | Spacer | Phenolic Spacer | [7 empty] | Ashok | Not Found | ok | 87.5 | 21 | 3
SN247SN | AMCI Medical Imaging, LLC.-36574 | 46-279403P1 |  |  |  | Strap | Cable Strap | [39 empty] | Brand Name |  | Type | Cable | Size |  | Color |  | Material |  | Dimensions |  | For Use With | [101 empty] | Cable Strap | [8 empty] | Ashok | Not Found | ok | 82.35 | 14 | 3
SN193SN | AMCI Medical Imaging, LLC.-36574 | 46-279508P1 |  |  |  | Bumper | 5/8 ID x 0.82 OD x 0.62in Thk 60 Duro Neoprene Rubber Plain Bumper | [39 empty] | Brand Name |  | Type | Plain | Size |  | Color |  | Material | Neoprene Rubber | Dimensions |  | For Use With | For Lock Latch Assembly | Inner Diameter | 5/8in | Outer Diameter | 0.82in | Thickness | 0.62in | Hardness | 60 Duro | [92 empty] | Bumper | Rubber Bumper | Lock Latch Assembly Bumper | [6 empty] | Ashok | Not Found | ok | 89.66 | 26 | 3
SN206SN | AMCI Medical Imaging, LLC.-36574 | 46-279769P1 |  |  |  | Symbol | IEC Type B Symbol | [39 empty] | Brand Name |  | Type | IEC Type B | Size |  | Color |  | Material |  | Dimensions |  | For Use With | [101 empty] | IEC Type B Symbol | [8 empty] | Ashok | Not Found | ok | 82.35 | 14 | 3
SN216SN | AMCI Medical Imaging, LLC.-36574 | 46-279772P1 |  |  |  | Label | Off Symbol Decal Label | [39 empty] | Brand Name |  | Type | Off Symbol Decal | Size |  | Color |  | Material |  | Dimensions |  | For Use With | [101 empty] | Decal Label | Off Symbol Decal Label | [7 empty] | Ashok | Not Found | ok | 83.33 | 15 | 3
SN221SN | AMCI Medical Imaging, LLC.-36574 | 46-279773P1 |  |  |  | Label | On Symbol Decal Label | [39 empty] | Brand Name |  | Type | On Symbol Decal | Size |  | Color |  | Material |  | Dimensions |  | For Use With | [101 empty] | Decal Label | On Symbol Decal Label | [7 empty] | Ashok | Not Found | ok | 83.33 | 15 | 3
SN556SN | AMCI Medical Imaging, LLC.-36574 | 46-279832P9 |  |  |  | Button | Push Button | [39 empty] | Brand Name |  | Type | Push | Size |  | Color |  | Material |  | Dimensions |  | For Use With | [101 empty] | Push Button | [8 empty] | Ashok | Not Found | ok | 82.35 | 14 | 3
SN240SN | AMCI Medical Imaging, LLC.-36574 | 46-279865G1 |  |  |  | Cable | Brake Cable With Connector 2 Position (46-170451P23) and Terminal (511A590P104) | [39 empty] | Brand Name |  | Type | Brake | Size |  | Color |  | Material |  | Dimensions |  | For Use With |  | With | With Connector 2 Position (46-170451P23) and Terminal (511A590P104) | [98 empty] | Brake Cable | Brake Cable With Connector | [7 empty] | Ashok | Not Found | ok | 85 | 17 | 3
SN251SN | AMCI Medical Imaging, LLC.-36574 | 46-279865G2 |  |  |  | Cable | Long Cable For Brake Release Switch | [39 empty] | Brand Name |  | Type | Long | Size |  | Color |  | Material |  | Dimensions |  | For Use With | For Brake Release Switch | [100 empty] | Long Cable | Brake Release Switch Long Cable | [7 empty] | Ashok | Not Found | ok | 84.21 | 16 | 3
SN254SN | AMCI Medical Imaging, LLC.-36574 | 46-279869P1 |  |  |  | Spring | 1in Wire Diameter Extension Spring | [9 empty] | https://static.wixstatic.com/media/ff843c_e3759955aa5e44eda0d4dbb265587fcc~mv2.jpg/v1/fill/w_500,h_333,al_c,q_80,usm_0.66_1.00_0.01,enc_avif,quality_auto/ff843c_e3759955aa5e44eda0d4dbb265587fcc~mv2.jpg | [29 empty] | Brand Name |  | Type | Extension | Size |  | Color |  | Material |  | Dimensions |  | For Use With |  |  | Wire Diameter | 1in | [97 empty] | Spring | Extension Spring |  | https://www.amcimedical.com/product-page/46-279869p1 | [5 empty] | Ashok | Found | ok | 86.36 | 19 | 3
SN261SN | AMCI Medical Imaging, LLC.-36574 | 46-279912P2 |  |  |  | Key | Spare Flat Key Without Cast Mold/No Cap | [39 empty] | Brand Name |  | Type | Spare Flat | Size |  | Color |  | Material |  | Dimensions |  | For Use With |  |  | With | Without Cast Mold/No Cap | [97 empty] | Spare Flat Key | Spare Flat Key Without Cap | [7 empty] | Ashok | Not Found | ok | 85 | 17 | 3
SN211SN | AMCI Medical Imaging, LLC.-36574 | 46-286025P1 |  |  |  | Spacer | 0.378in L 0.343 ID x 0.45in OD Spacer | [39 empty] | Brand Name |  | Type |  | Size |  | Color |  | Material |  | Dimensions |  | For Use With |  |  | Diameter | 0.343 ID x 0.45in OD | Length | 0.378in | [95 empty] | Spacer | [8 empty] | Ashok | Not Found | ok | 80 | 16 | 4
SN220SN | AMCI Medical Imaging, LLC.-36574 | 46-286166P1 |  |  |  | Plate Support | Plate Support For Caster and Wheel | [9 empty] | https://static.wixstatic.com/media/ff843c_1c82bc56286f4db08a0c34c2331a95d9~mv2.jpg/v1/fill/w_500,h_333,al_c,q_80,usm_0.66_1.00_0.01,enc_avif,quality_auto/ff843c_1c82bc56286f4db08a0c34c2331a95d9~mv2.jpg | [29 empty] | Brand Name |  | Type |  | Size |  | Color |  | Material |  | Dimensions |  | For Use With | For Caster and Wheel | [100 empty] | Plate Support | Wheel Plate Support | Caster Plate Support | https://www.amcimedical.com/product-page/46-286166p1 | [5 empty] | Ashok | Found | ok | 85.71 | 18 | 3
SN232SN | AMCI Medical Imaging, LLC.-36574 | 46-286278P1 |  |  |  | Spacer Tube | Spacer Tube For Apron Hanger | [39 empty] | Brand Name |  | Type |  | Size |  | Color |  | Material |  | Dimensions |  | For Use With | For Apron Hanger | [100 empty] | Spacer Tube | Apron Hanger Spacer Tube | [7 empty] | Ashok | Not Found | ok | 83.33 | 15 | 3
SN256SN | AMCI Medical Imaging, LLC.-36574 | 46-286549P1 |  |  |  | Fuse Holder | 3AG Quick Connect Fuse Holder For Bussmann #Hkp-Hh | [39 empty] | Brand Name |  | Type | Quick Connect | Size | 3AG | Color |  | Material |  | Dimensions |  | For Use With | For Bussmann #Hkp-Hh | [100 empty] | Fuse Holder | Quick Connect Fuse Holder | [7 empty] | Ashok | Not Found | for use with | 85 | 17 | 3
SN267SN | AMCI Medical Imaging, LLC.-36574 | 46-286549P2 |  |  |  | Holder | Fuse Holder | [39 empty] | Brand Name |  | Type | Fuse | Size |  | Color |  | Material |  | Dimensions |  | For Use With | [101 empty] | Fuse Holder | [8 empty] | Ashok | Not Found | ok | 82.35 | 14 | 3
SN195SN | AMCI Medical Imaging, LLC.-36574 | 46-286924P1 |  |  |  | Cover | Cover For Hanger, Hand Switch | [39 empty] | Brand Name |  | Type |  | Size |  | Color |  | Material |  | Dimensions |  | For Use With | For Hanger, Hand Switch | [100 empty] | Hanger Cover | Hand Switch Cover | [7 empty] | Ashok | Not Found | ok | 83.33 | 15 | 3
SN203SN | AMCI Medical Imaging, LLC.-36574 | 46-286950P1 |  |  |  | Screw/Shaft | Special Screw/Shaft For Counter Weight | [39 empty] | Brand Name |  | Type | Special | Size |  | Color |  | Material |  | Dimensions |  | For Use With | For Counter Weight | [100 empty] | Special Screw/Shaft | Counter Weight Screw/Shaft | [7 empty] | Ashok | Not Found | ok | 84.21 | 16 | 3
SN222SN | AMCI Medical Imaging, LLC.-36574 | 46-286973G1 |  |  |  | Caliper | Disc Brake Caliper For Drive Wheel | [9 empty] | https://static.wixstatic.com/media/ff843c_243c3923c1054d149949d20f6a2bf643~mv2.jpg/v1/fill/w_500,h_667,al_c,lg_1,q_80,enc_avif,quality_auto/ff843c_243c3923c1054d149949d20f6a2bf643~mv2.jpg | [29 empty] | Brand Name |  | Type | Disc Brake | Size |  | Color |  | Material |  | Dimensions |  | For Use With | For Drive Wheel | [100 empty] | Brake Caliper | Disc Brake Caliper |  | https://www.amcimedical.com/product-page/46-286973g1 | [5 empty] | Ashok | Found | ok | 85.71 | 18 | 3
SN233SN | AMCI Medical Imaging, LLC.-36574 | 46-286978P1 |  |  |  | Bracket | Silver Support Angle Bracket | [9 empty] | https://static.wixstatic.com/media/ff843c_78db6c4194724e99b1cc68158a957c28~mv2.jpg/v1/fill/w_500,h_333,al_c,q_80,usm_0.66_1.00_0.01,enc_avif,quality_auto/ff843c_78db6c4194724e99b1cc68158a957c28~mv2.jpg | [29 empty] | Brand Name |  | Type | Support Angle | Size |  | Color | Silver | Material |  | Dimensions |  | For Use With | [101 empty] | Angle Bracket | Support Angle Bracket |  | https://www.amcimedical.com/product-page/46-286978p1 | [5 empty] | Ashok | Found | ok | 85.71 | 18 | 3
SN242SN | AMCI Medical Imaging, LLC.-36574 | 46-286994P1 |  |  |  | Mount | Upper Support Mount For Pulley | [39 empty] | Brand Name |  | Type | Upper Support | Size |  | Color |  | Material |  | Dimensions |  | For Use With | For Pulley | [100 empty] | Upper Support Mount | Pulley Upper Support Mount | [7 empty] | Ashok | Not Found | ok | 84.21 | 16 | 3
SN377SN | AMCI Medical Imaging, LLC.-36574 | 46-288764G1 |  |  |  | Circuit Board | 1Khz THT Inverter/Driver Circuit Board | [9 empty] | https://static.wixstatic.com/media/ff843c_764794603d6e47e389bdbc1e64fa5a4e~mv2.jpg/v1/fill/w_111,h_148,al_c,q_80,usm_0.66_1.00_0.01,blur_2,enc_avif,quality_auto/ff843c_764794603d6e47e389bdbc1e64fa5a4e~mv2.jpg | [29 empty] | Brand Name |  | Type | THT Inverter/Driver | Size |  | Color |  | Material |  | Dimensions |  | For Use With |  | Frequency | 1Khz | [98 empty] | Driver Circuit Board | Inverter/Driver Circuit Board | THT Driver Circuit Board | https://www.amcimedical.com/product-page/46-288764g1 | [5 empty] | Ashok | Found | ok | 86.96 | 20 | 3
SN262SN | AMCI Medical Imaging, LLC.-36574 | 46-297549G2 |  |  |  | Strap | EMC Ground Cable Strap | [39 empty] | Brand Name |  | Type | EMC Ground Cable | Size |  | Color |  | Material |  | Dimensions |  | For Use With | [101 empty] | Cable Strap | EMC Ground Cable Strap | [7 empty] | Ashok | Not Found | ok | 83.33 | 15 | 3
SN194SN | AMCI Medical Imaging, LLC.-36574 | 46-302007G1 |  |  |  | Assembly | Lock Latch Assembly With Spring and Glued on Rubber Feets | [39 empty] | Brand Name |  | Type | Lock Latch | Size |  | Color |  | Material |  | Dimensions |  | For Use With |  | With | Spring and Glued on Rubber Feets | [98 empty] | Lock Latch Assembly | Lock Latch Assembly With Spring | [7 empty] | Ashok | Not Found | ok | 85 | 17 | 3
SN224SN | AMCI Medical Imaging, LLC.-36574 | 46-302017P1 |  |  |  | Assembly | Rotational Brake Assembly For Column, Amx4/4+ | [39 empty] | Brand Name |  | Type | Rotational Brake | Size |  | Color |  | Material |  | Dimensions |  | For Use With | For Column, Amx4/4+ | [109 empty] | Ashok | Not Found | ok | 73.68 | 14 | 5
SN235SN | AMCI Medical Imaging, LLC.-36574 | 46-302018P1 |  |  |  | Hanger | Vertical Column Apron Hanger | [39 empty] | Brand Name |  | Type | Vertical Column Apron | Size |  | Color |  | Material |  | Dimensions |  | For Use With | [101 empty] | Apron Hanger | Vertical Column Apron Hanger | [7 empty] | Ashok | Not Found | ok | 83.33 | 15 | 3
SN258SN | AMCI Medical Imaging, LLC.-36574 | 46-302025P1 |  |  |  | Key | Old Key For Lower Rotational Brake | [39 empty] | Brand Name |  | Type | Old | Size |  | Color |  | Material |  | Dimensions |  | For Use With | For Lower Rotational Brake | [100 empty] | Rotational Brake Key | Lower Rotational Brake Key | [7 empty] | Ashok | Not Found | ok | 84.21 | 16 | 3
SN198SN | AMCI Medical Imaging, LLC.-36574 | 46-302040G1 |  |  |  | Assembly | Pre-Wired Fan Assembly With Connenctor (G2 Model) | [39 empty] | Brand Name |  | Type | Pre-Wired Fan | Size |  | Color |  | Material |  | Dimensions |  | For Use With |  | With | With Connenctor (G2 Model) | [98 empty] | Fan Assembly | Pre-Wired Fan Assembly | Fan Assembly With Connenctor (G2 Model) | [6 empty] | Ashok | Not Found | ok | 85.71 | 18 | 3
SN228SN | AMCI Medical Imaging, LLC.-36574 | 46-302163P1 |  |  |  | Motor Mount | Motor Mount For Main Drive Motor | [9 empty] | https://static.wixstatic.com/media/ff843c_bee93698638b477fb2b90f0e95623622~mv2.jpg/v1/fill/w_500,h_375,al_c,lg_1,q_80,enc_avif,quality_auto/ff843c_bee93698638b477fb2b90f0e95623622~mv2.jpg | [29 empty] | Brand Name |  | Type |  | Size |  | Color |  | Material |  | Dimensions |  | For Use With | For Main Drive Motor | [100 empty] | Motor Mount | Main Drive Motor Motor Mount |  | https://www.amcimedical.com/product-page/46-302163p1 | [5 empty] | Ashok | Found | ok | 85 | 17 | 3
SN248SN | AMCI Medical Imaging, LLC.-36574 | 46-302166P1 |  |  |  | Insulator | Battery Insulator For Bottom | [9 empty] | https://static.wixstatic.com/media/ff843c_cc1b96557df044049eb8f9aff5c10680~mv2.jpg/v1/fill/w_500,h_333,al_c,q_80,usm_0.66_1.00_0.01,enc_avif,quality_auto/ff843c_cc1b96557df044049eb8f9aff5c10680~mv2.jpg | [29 empty] | Brand Name |  | Type | Battery | Size |  | Color |  | Material |  | Dimensions |  | For Use With | For Bottom | [100 empty] | Battery Insulator | Bottom Battery Insulator |  | https://www.amcimedical.com/product-page/46-302166p1 | [5 empty] | Ashok | Found | ok | 85.71 | 18 | 3
SN197SN | AMCI Medical Imaging, LLC.-36574 | 46-302237G1 |  |  |  | Arm | 1.28KOme Horizontal Arm For Brake Assembly | [39 empty] | Brand Name |  | Type |  | Size | Horizontal | Color |  | Material |  | Dimensions |  | For Use With | For Brake Assembly | Frequency | 1.28KOme | [98 empty] | Horizontal Arm | Brake Assembly Horizontal Arm | [7 empty] | Ashok | Not Found | ok | 77.27 | 17 | 5
SN204SN | AMCI Medical Imaging, LLC.-36574 | 46-302245P1 |  |  |  | Spring | Flat Spring For Bumper Switches | [39 empty] | Brand Name |  | Type | Flat | Size |  | Color |  | Material |  | Dimensions |  | For Use With | For Bumper Switches | [100 empty] | Flat Spring | Bumper Switches Flat Spring | [7 empty] | Ashok | Not Found | ok | 84.21 | 16 | 3
SN219SN | AMCI Medical Imaging, LLC.-36574 | 46-302275P2 |  |  |  | Enable Bar | Light Blue Drive Handle Enable Bar For AMX-4 Plus Portable X-ray System | [39 empty] | Brand Name |  | Type | Drive Handle | Size |  | Color | Light Blue | Material |  | Dimensions |  | For Use With | For AMX-4 Plus Portable X-ray System | [100 empty] | Enable Bar | Drive Handle Enable Bar | AMX-4 Plus Enable Bar | [6 empty] | Ashok | Not Found | ok | 85.71 | 18 | 3
SN229SN | AMCI Medical Imaging, LLC.-36574 | 46-302285G1 |  |  |  | Assembly | Diode Cable Connection Assembly For Safety Contactor | [39 empty] | Brand Name |  | Type | Diode Cable Connection | Size |  | Color |  | Material |  | Dimensions |  | For Use With | For Safety Contactor | [100 empty] | Cable Connection Assembly | Diode Cable Connection Assembly | [7 empty] | Ashok | Not Found | ok | 84.21 | 16 | 3
SN201SN | AMCI Medical Imaging, LLC.-36574 | 46-302320P1 |  |  |  | Cover | CPU Back Cover | [39 empty] | Brand Name |  | Type | CPU Back | Size |  | Color |  | Material |  | Dimensions |  | For Use With | [101 empty] | Back Cover | CPU Back Cover | [7 empty] | Ashok | Not Found | ok | 83.33 | 15 | 3
SN218SN | AMCI Medical Imaging, LLC.-36574 | 46-302365P1 |  |  |  | Cable | 24in L 14-pin Conductor Ribbon Cable | [9 empty] | https://static.wixstatic.com/media/ff843c_db320a7405e142f69dfe1d4e43767839~mv2.jpg/v1/fill/w_500,h_667,al_c,q_80,usm_0.66_1.00_0.01,enc_avif,quality_auto/ff843c_db320a7405e142f69dfe1d4e43767839~mv2.jpg | [29 empty] | Brand Name |  | Type | 14-pin Conductor Ribbon | Size |  | Color |  | Material |  | Dimensions |  | For Use With |  | Length | 24in | [98 empty] | Ribbon Cable | 14-pin Conductor Ribbon Cable | 24in L 14-pin Conductor Ribbon Cable | https://www.amcimedical.com/product-page/46-302365p1 | [5 empty] | Ashok | Found | ok | 86.96 | 20 | 3
SN237SN | AMCI Medical Imaging, LLC.-36574 | 46-302378G1 |  |  |  | Assembly | Diode Assembly | [39 empty] | Brand Name |  | Type | Diode | Size |  | Color |  | Material |  | Dimensions |  | For Use With | [101 empty] | Diode Assembly | [8 empty] | Ashok | Not Found | ok | 82.35 | 14 | 3
SN244SN | AMCI Medical Imaging, LLC.-36574 | 46-302380P1 |  |  |  | Top Cover | CPU Circuit Board Top Cover | [39 empty] | Brand Name |  | Type | CPU Circuit Board | Size |  | Color |  | Material |  | Dimensions |  | For Use With | [101 empty] | Top Cover | CPU Circuit Board Top Cover | [7 empty] | Ashok | Not Found | ok | 83.33 | 15 | 3
SN250SN | AMCI Medical Imaging, LLC.-36574 | 46-302393P1 |  |  |  | Label | English/French Current /Voltage Label | [39 empty] | Brand Name |  | Type | Current /Voltage | Size |  | Color |  | Material |  | Dimensions |  | For Use With |  | Language | English/French | [98 empty] | Voltage Label | Current /Voltage Label | English Current /Voltage Label | [6 empty] | Ashok | Not Found | ok | 85.71 | 18 | 3
SN257SN | AMCI Medical Imaging, LLC.-36574 | 46-302409G1 |  |  |  | Assembly | Drive Handle Sensor Assembly / Enable Cable | [39 empty] | Brand Name |  | Type | Drive Handle Sensor | Size |  | Color |  | Material |  | Dimensions |  | For Use With | [101 empty] | Drive Handle Sensor Assembly | Enable Cable | [7 empty] | Ashok | Not Found | ok | 83.33 | 15 | 3
SN265SN | AMCI Medical Imaging, LLC.-36574 | 46-302609P1 |  |  |  | Solenoid | Static Torque Vertical Brake Solenoid For Vertical Column (1.15K Ohms) | [39 empty] | Brand Name |  | Type | Static Torque Vertical Brake | Size |  | Color |  | Material |  | Dimensions |  | For Use With | For Vertical Column (1.15K Ohms) | [100 empty] | Vertical Brake Solenoid | Static Torque Vertical Brake Solenoid | [7 empty] | Ashok | Not Found | ok | 84.21 | 16 | 3
SN272SN | AMCI Medical Imaging, LLC.-36574 | 46-302656P1 |  |  |  | Shaft | Pulley Shaft | [39 empty] | Brand Name |  | Type | Pulley | Size |  | Color |  | Material |  | Dimensions |  | For Use With | [101 empty] | Pulley Shaft | [8 empty] | Ashok | Not Found | ok | 82.35 | 14 | 3
SN207SN | AMCI Medical Imaging, LLC.-36574 | 46-302808P1 |  |  |  | Bumper | Black Rubber Front Bumper | [9 empty] | https://static.wixstatic.com/media/ff843c_ace1a4ba5eec4579b68b5f3bab118866~mv2.jpg/v1/fill/w_500,h_333,al_c,q_80,usm_0.66_1.00_0.01,enc_avif,quality_auto/ff843c_ace1a4ba5eec4579b68b5f3bab118866~mv2.jpg | [29 empty] | Brand Name |  | Type | Front | Size |  | Color | Black | Material |  | Dimensions |  | For Use With | [101 empty] | Front Bumper | Rubber Front Bumper |  | https://www.amcimedical.com/product-page/46-302808p1 | [5 empty] | Ashok | Found | ok | 85.71 | 18 | 3
SN214SN | AMCI Medical Imaging, LLC.-36574 | 46-302808P2 |  |  |  | Bumper | GEMS Gray #4 Rubber Front Bumper | [9 empty] | https://static.wixstatic.com/media/ff843c_49501d2c20fd4f7d992ff2e3987f45e9~mv2.jpg/v1/fill/w_500,h_333,al_c,q_80,usm_0.66_1.00_0.01,enc_avif,quality_auto/ff843c_49501d2c20fd4f7d992ff2e3987f45e9~mv2.jpg | [29 empty] | Brand Name |  | Type | GEMS Gray #4 Front | Size |  | Color |  | Material |  | Dimensions |  | For Use With | [101 empty] | Front Bumper | GEMS Gray #4 Front Bumper |  | https://www.amcimedical.com/product-page/46-302808p2 | [5 empty] | Ashok | Found | ok | 85 | 17 | 3
SN227SN | AMCI Medical Imaging, LLC.-36574 | 46-302914P1 |  |  |  | Clamp | 19.93mm Dia Big Clamp For HV Cables | [39 empty] | Brand Name |  | Type |  | Size | Big | Color |  | Material |  | Dimensions |  | For Use With | For HV Cables | Diameter | 19.93mm | [98 empty] | Cable Clamp | HV Cable Clamp | [7 empty] | Ashok | Not Found | ok | 80.95 | 17 | 4
SN236SN | AMCI Medical Imaging, LLC.-36574 | 46-302950P1 |  |  |  | Handle Brace | Rev. 10 Drive Handle Brace | [39 empty] | Brand Name |  | Type | Drive | Size |  | Color |  | Material |  | Dimensions |  | For Use With |  | Revision Type | Rev. 10 | [107 empty] | Ashok | Not Found | ok | 75 | 15 | 5
SN1SN | AMCI Medical Imaging | 1000274P477 |  | GE Healthcare | 1000274P477 | Spacer | 0.40 ID x 0.50in OD x 0.35in Thk Spacer | [39 empty] | Brand Name |  | Type |  | Size |  | Color |  | Material |  | Dimensions |  | For Use With |  | Inner Diameter | 0.40in | Outer Diameter | 0.50in | Thickness | 0.35in | [94 empty] | Spacer |  |  |  |  | https://documents.cdn.ifixit.com/LytfwlMZWRtB6vDE.pdf |  |  |  | Ranjitha |  |  | 86.96 | 20 | 3
SN4SN | AMCI Medical Imaging | 1000904P124 |  | GE Healthcare | 1000904P124 | Washer | 0.196 ID x 0.355 OD x 0.062in Thk Flat Washer | [39 empty] | Brand Name |  | Type | Flat | Size |  | Color |  | Material |  | Dimensions |  | For Use With |  | Inner Diameter | 0.196in | Outer Diameter | 0.335in | Thickness | 0.062in | [93 empty] | 4/Pack | Washer | Flat Washer | [7 empty] | Ranjitha |  |  | 92 | 23 | 2
SN10SN | AMCI Medical Imaging | 1000904P171 |  | GE Healthcare | 1000904P171 | Washer | 0.2660 ID x 0.5000 OD x 0.0320in Thk F70B5A Flat Washer | [39 empty] | Brand Name |  | Type | Flat | Size |  | Color |  | Material |  | Dimensions |  | For Use With |  | Inner Diameter | 0.2660in | Outer Diameter | 0.5000in | Thickness | 0.0320in | Finish | F70B5A | [91 empty] | 2/Pack | Washer | Flat Washer | [7 empty] | Ranjitha |  |  | 92.59 | 25 | 2
SN14SN | AMCI Medical Imaging | 1000904P394 |  | GE Healthcare | 1000904P394 | Washer | 0.2600 ID x 0.5650 OD x 0.040in Thk Flat Washer | [39 empty] | Brand Name |  | Type | Flat | Size |  | Color |  | Material |  | Dimensions |  | For Use With |  | Inner Diameter | 0.2660in | Outer Diameter | 0.5650in | Thickness | 0.040in | [93 empty] | 4/Pack | Washer | Flat Washer | [7 empty] | Ranjitha |  |  | 92 | 23 | 2
SN33SN | AMCI Medical Imaging | 12276 |  | GE Healthcare | 12276 | Clamp | Cable Clamp For Washer | [39 empty] | Brand Name |  | Type | Cable | Size |  | Color |  | Material |  | Dimensions |  | For Use With | For Washer | [100 empty] | Clamp | Cable Clamp | [7 empty] | Ranjitha |  |  | 89.47 | 17 | 2
SN21SN | AMCI Medical Imaging | 2123249 |  | GE Healthcare | 2123249 | Pin | Delrin Latch Pin | [39 empty] | Brand Name |  | Type | Latch | Size |  | Color |  | Material | Delrin | Dimensions |  | For Use With | [101 empty] | Pin | Latch Pin | [7 empty] | Ranjitha |  |  | 89.47 | 17 | 2
SN5SN | AMCI Medical Imaging | 2135423 |  | GE Healthcare | 2135423 | Display Cut Out | Top Metal Panel Display Cut Out | [39 empty] | Brand Name |  | Type | Top, Metal Panel | Size |  | Color |  | Material |  | Dimensions |  | For Use With | [101 empty] | Display Cut Out | Metal Panel Display Cut Out | Top Display Cut Out | [6 empty] | Ranjitha | chk type |  | 88.89 | 16 | 2
SN8SN | AMCI Medical Imaging | 2135423-2 |  | GE Healthcare | 2135423-2 | Push Botton Cut Out | Bottom Metal Panel Push Botton Cut Out | [39 empty] | Brand Name |  | Type | Bottom, Metal Panel | Size |  | Color |  | Material |  | Dimensions |  | For Use With | [101 empty] | Push Botton Cut Out | Metal Panel Push Botton Cut Out | Bottom Push Botton Cut Out | [6 empty] | Ranjitha | chk type |  | 88.89 | 16 | 2
SN17SN | AMCI Medical Imaging | 2141603 |  | GE Healthcare | 2141603 | Cable | 14.7ft L 8-Lead Italian Version Cable | [39 empty] | Brand Name |  | Type | Italian Version | Size |  | Color |  | Material |  | Dimensions |  | For Use With |  | Length | 14.7ft | Number Of Lead | 8 | [96 empty] | Cable | Italian Version Cable | [7 empty] | Ranjitha |  |  | 86.36 | 19 | 3
SN19SN | AMCI Medical Imaging | 2159756 |  | GE Healthcare | 2159756 | Spacer | Concentration Latch Flux Spacer | [39 empty] | Brand Name |  | Type | Concentration Latch, Flux | Size |  | Color |  | Material |  | Dimensions |  | For Use With | [101 empty] | Spacer | Flux Spacer | Concentration Latch Spacer | [6 empty] | Ranjitha |  |  | 89.47 | 17 | 2
SN23SN | AMCI Medical Imaging | 2170180 |  | GE Healthcare | 2170180 | Logo | Logo | [39 empty] | Brand Name |  | Type |  | Size |  | Color |  | Material |  | Dimensions |  | For Use With | [101 empty] | Logo | [8 empty] | Ranjitha |  |  | 87.5 | 14 | 2
SN37SN | AMCI Medical Imaging | 2170759 |  | GE Healthcare | 2170759 | Motor Brush | Motor Brush For Main Drive Motor | [9 empty] | https://static.wixstatic.com/media/ff843c_0f686ce34f924f73989163f44406ad4b~mv2.jpg/v1/fill/w_500,h_667,al_c,lg_1,q_80,enc_avif,quality_auto/ff843c_0f686ce34f924f73989163f44406ad4b~mv2.jpg | [29 empty] | Brand Name |  | Type |  | Size |  | Color |  | Material |  | Dimensions |  | For Use With | For Main Drive Motor | [100 empty] | Motor Brush | Drive Motor Brush |  | https://www.amcimedical.com/product-page/2170759 | [5 empty] | Ranjitha |  |  | 90 | 18 | 2
SN2SN | AMCI Medical Imaging | 2171246 |  | GE Healthcare | 2171246 | Clamp | 16.5mm dia High Voltage Cable Clamp | [39 empty] | Brand Name |  | Type | High Voltage, Cable | Size |  | Color |  | Material |  | Dimensions |  | For Use With |  | Diameter | 16.5mm | [98 empty] | Clamp | Cable Clamp | High Voltage Clamp | [6 empty] | Ranjitha |  |  | 90.48 | 19 | 2
SN406SN | AMCI Medical Imaging | 2174198 |  | GE Healthcare | 2174198 | Assembly | Plus Vertical Column Assembly With New Aluminum Extrusion Railing & 270° Rotation | [9 empty] | https://static.wixstatic.com/media/ff843c_442f2b1f922448ef94e465166f3ede01~mv2.jpg/v1/fill/w_231,h_448,al_c,lg_1,q_80,enc_avif,quality_auto/ff843c_442f2b1f922448ef94e465166f3ede01~mv2.jpg | [29 empty] | Brand Name |  | Type | Plus Vertical Column | Size |  | Color |  | Material |  | Dimensions |  | For Use With |  | With | With New Aluminum Extrusion Railing & 270° Rotation | [98 empty] | Assembly | Plus Vertical Column Assembly |  | https://www.amcimedical.com/product-page/2174198 | [5 empty] | Ranjitha |  |  | 86.36 | 19 | 3
SN12SN | AMCI Medical Imaging | 2178054 |  | GE Healthcare | 2178054 | Upgrade Kit (TS4) | Lock Latch K1 Relay Assembly Horizontal Arm Solenoid Upgrade Kit (TS4) | [39 empty] | Brand Name |  | Type | Lock Latch K1 Relay Assembly, Horizontal Arm, Solenoid | Size |  | Color |  | Material |  | Dimensions |  | For Use With | [101 empty] | Upgrade Kit (TS4) | Solenoid Upgrade Kit (TS4) | Lock Latch K1 Relay Assembly Upgrade Kit (TS4) | [6 empty] | Ranjitha |  |  | 89.47 | 17 | 2
SN16SN | AMCI Medical Imaging | 2178774 | ODC-24A | GE Healthcare | 2178774 | Relay | 18 to 32VDC Input 250VDC Output Opto-Isolated Module Solid State Relay | [39 empty] | Brand Name |  | Type | Opto-Isolated Module, Solid State | Size |  | Color |  | Material |  | Dimensions |  | For Use With |  | Input Voltage | 18 to 32VDC | Output Voltage | 250VDC | [96 empty] | Relay | Solid State Relay | Opto-Isolated Module Relay | [6 empty] | Ranjitha |  |  | 87.5 | 21 | 3
SN22SN | AMCI Medical Imaging | 2190769 |  | GE Healthcare | 2190769 | Kit | Gray Coil Cord Handswitch Cable Kit For AMX-4 Plus X-Ray | [9 empty] | https://static.wixstatic.com/media/ff843c_f81905e5974a45e9870ecaafcc2561ef~mv2.jpg/v1/fill/w_500,h_667,al_c,q_80,usm_0.66_1.00_0.01,enc_avif,quality_auto/ff843c_f81905e5974a45e9870ecaafcc2561ef~mv2.jpg | [29 empty] | Brand Name |  | Type | Coil Cord, Handswitch Cable | Size |  | Color | Gray | Material |  | Dimensions |  | For Use With | For AMX-4 Plus X-Ray | Includes | Screw, Lock Washer, Clamp | [98 empty] | Kit | Handswitch Cable Kit | Coil Cord Kit | https://www.amcimedical.com/product-page/2190769 | [5 empty] | Ranjitha |  |  | 92 | 23 | 2
SN7SN | AMCI Medical Imaging | 2201783-2A |  | GE Healthcare | 2201783-2A | Label Set | Label Set For Top Cover, Side Panel Cover & Cassette Drawer | [39 empty] | Brand Name |  | Type |  | Size |  | Color |  | Material |  | Dimensions |  | For Use With | For Top Cover, Side Panel Cover & Cassette Drawer | [100 empty] | Label Set | Cassette Drawer Label Set | [7 empty] | Ranjitha |  |  | 88.89 | 16 | 2
SN9SN | AMCI Medical Imaging | 2208892 |  | GE Healthcare | 2208892 | Pressure Switch | Pressure Switch For X-Ray Tube | [39 empty] | Brand Name |  | Type |  | Size |  | Color |  | Material |  | Dimensions |  | For Use With | For X-Ray Tube | [100 empty] | Pressure Switch | X-Ray Tube Pressure Switch | [7 empty] | Ranjitha |  |  | 88.89 | 16 | 2
SN13SN | AMCI Medical Imaging | 2234673 |  | GE Healthcare | 2234673 | Wire | Grounding Wire | [39 empty] | Brand Name |  | Type | Grounding | Size |  | Color |  | Material |  | Dimensions |  | For Use With | [101 empty] | Wire | Grounding Wire | [7 empty] | Ranjitha |  |  | 88.89 | 16 | 2
SN383SN | AMCI Medical Imaging | 2262491 |  | GE Healthcare | 2262491 | Pressure Switch | 3A Pressure Switch For HRT 09N X-Ray Tube | [39 empty] | Brand Name |  | Type |  | Size |  | Color |  | Material |  | Dimensions |  | For Use With | For HRT 09N X-Ray Tube | Amperage | 3A | [98 empty] | Pressure Switch | X-Ray Tube Pressure Switch | [7 empty] | Ranjitha |  |  | 90 | 18 | 2
SN11SN | AMCI Medical Imaging | 2281603 |  | GE Healthcare | 2281603 | Planetary Drive | Wheel Planetary Drive For GE Portable AMX 4 Plus portable X-Ray Systems | [39 empty] | Brand Name |  | Type | Wheel | Size |  | Color |  | Material |  | Dimensions |  | For Use With | For GE Portable X-Ray | [100 empty] | Planetary Drive | Wheel Planetary Drive | [7 empty] | Ranjitha |  |  | 89.47 | 17 | 2
SN18SN | AMCI Medical Imaging | 2284033 |  | GE Healthcare | 2284033 | Upgrade Kit | Front Caster and Wheel Upgrade Kit Includes 2 Set Of Caster & Wheels | [9 empty] | https://static.wixstatic.com/media/ff843c_c49bf545a981421a8c25e78d76afb91a~mv2.jpg/v1/fill/w_499,h_333,al_c,q_80,usm_0.66_1.00_0.01,enc_avif,quality_auto/ff843c_c49bf545a981421a8c25e78d76afb91a~mv2.jpg | [29 empty] | Brand Name |  | Type | Front Caster and Wheel | Size |  | Color |  | Material |  | Dimensions |  | For Use With |  | Includes | 2 Set Of Caster & Wheels With Mounting Hardware & Instructions | [98 empty] | Upgrade Kit | Front Caster and Wheel Upgrade Kit |  | https://www.amcimedical.com/product-page/2284033 | [5 empty] | Ranjitha |  |  | 90.91 | 20 | 2
SN20SN | AMCI Medical Imaging | 2284035 |  | GE Healthcare | 2284035 | Assembly | Horizontal Arm Lock Latch Pin Bracket Assembly With (46-163294P1) Washer | [39 empty] | Brand Name |  | Type | Horizontal Arm, Lock Latch Pin, Bracket | Size |  | Color |  | Material |  | Dimensions |  | For Use With |  | With | With 46-163294P1 Washer and 46-170498P14 Screw | [98 empty] | Assembly | Bracket Assembly | Horizontal Arm Assembly | [6 empty] | Ranjitha |  |  | 90.48 | 19 | 2
SN3SN | AMCI Medical Imaging | 2378276 |  | GE Healthcare | 2378276 | D | 13 x 13in 0.014in Thk Mylar Cassette Drawer Insulator With 3M 468 Backing | [39 empty] | Brand Name |  | Type |  | Size |  | Color |  | Material | Mylar | Dimensions | 13 x 13in | For Use With |  | Thickness | 0.014in | With | With 3M 468 Backing | [96 empty] | D | [8 empty] | Ranjitha | chk product |  | 79.17 | 19 | 5
SN6SN | AMCI Medical Imaging | 2409241 |  | GE Healthcare | 2409241 | Controller Board | Main Display Controller Board | [9 empty] | https://static.wixstatic.com/media/ff843c_b99c639ca7694f8ebc70db59b0534991~mv2.jpg/v1/fill/w_500,h_375,al_c,q_80,usm_0.66_1.00_0.01,enc_avif,quality_auto/ff843c_b99c639ca7694f8ebc70db59b0534991~mv2.jpg | [29 empty] | Brand Name |  | Type | Main Display, Surface Mount Technology | Size |  | Color |  | Material |  | Dimensions |  | For Use With |  | Standards | Rohs Compliance | [98 empty] | Controller Board | Surface Mount Technology Controller Board | Main Display Controller Board | https://www.amcimedical.com/product-page/2409241 | [5 empty] | Ranjitha |  |  | 91.3 | 21 | 2
SN25SN | AMCI Medical Imaging | 2801022 |  | GE Healthcare | 2801022 | Wheel | 8 dia x 2in W XS Soft Rubber Gray/Black Front Tire Wheel Without Caster | [6 empty] | 2in |  |  | https://static.wixstatic.com/media/ff843c_b1ad1da8967f455f9f25f322b3d6a741~mv2.jpg/v1/fill/w_500,h_333,al_c,q_80,usm_0.66_1.00_0.01,enc_avif,quality_auto/ff843c_b1ad1da8967f455f9f25f322b3d6a741~mv2.jpg | https://static.wixstatic.com/media/ff843c_8b9405f5980c4886848e4381d16a37e8~mv2.jpg/v1/fill/w_500,h_333,al_c,q_80,usm_0.66_1.00_0.01,enc_avif,quality_auto/ff843c_8b9405f5980c4886848e4381d16a37e8~mv2.jpg | [28 empty] | Brand Name |  | Type | Front Tire | Size | XS | Color | Gray/Black | Material | Soft Rubber | Dimensions |  | For Use With |  | Diameter | 8in | Without | Without Caster | [96 empty] | Wheel | Front Tire Wheel |  | https://www.amcimedical.com/product-page/2801022 | [5 empty] | Ranjitha |  |  | 93.1 | 27 | 2
SN384SN | AMCI Medical Imaging | 2801050 |  | GE Healthcare | 2801050 | Kit | Collimator Knob Pointer Kit | [39 empty] | Brand Name |  | Type | Collimator Knob Pointer | Size |  | Color |  | Material |  | Dimensions |  | For Use With | [101 empty] | Kit | Collimator Knob Pointer Kit | [7 empty] | Ranjitha |  |  | 88.89 | 16 | 2
SN379SN | AMCI Medical Imaging | 2801118 |  | GE Healthcare | 2801118 | Kit | Extrusion Rubber Trim Kit | [39 empty] | Brand Name |  | Type | Extrusion Rubber Trim | Size |  | Color |  | Material |  | Dimensions |  | For Use With | [101 empty] | Kit | Extrusion Rubber Trim Kit | [7 empty] | Ranjitha |  |  | 88.89 | 16 | 2
SN15SN | AMCI Medical Imaging | 2801172 |  | GE Healthcare | 2801172 | Label Kit | Plus Logo Label Kit For 2-Side Panel Covers | [39 empty] | Brand Name |  | Type | Plus Logo | Size |  | Color |  | Material |  | Dimensions |  | For Use With | For 2-Side Panel Covers | Includes | (2) 2170180 & (2) 2170181 | [97 empty] | 2/Pack | Label Kit | Plus Logo Label Kit | [7 empty] | Ranjitha |  |  | 90.91 | 20 | 2
SN385SN | AMCI Medical Imaging | 2801195 |  | GE Healthcare | 2801195 | Cable Ties | 14.5in L Heavy Duty Cable Ties For High Voltage Cables | [39 empty] | Brand Name |  | Type | Heavy Duty | Size |  | Color |  | Material |  | Dimensions |  | For Use With | For High Voltage Cables | Length | 14.5in | [98 empty] | Cable Ties | Heavy Duty Cable Ties | [7 empty] | Ranjitha |  |  | 85.71 | 18 | 3
SN351SN | AMCI Medical Imaging | 2801196 |  | GE Healthcare | 2801196 | Cable Ties | 14.5in L Heavy Duty Cable Ties For High Voltage Cables | [39 empty] | Brand Name |  | Type | Heavy Duty | Size |  | Color |  | Material |  | Dimensions |  | For Use With | For High Voltage Cables | Length | 14.5in | [97 empty] | 100/Pack | Cable Ties | Heavy Duty Cable Ties | [7 empty] | Ranjitha |  |  | 86.36 | 19 | 3
SN496SN | AMCI Medical Imaging | 2801301 |  | GE Healthcare | 2801301 | Replacement Set | 2 Trays Pre-Wired Replacement Set For AMX-4 and AMX-4 Plus X-Ray | [39 empty] | Brand Name |  | Type | 2 Trays, Pre-Wired | Size |  | Color |  | Material |  | Dimensions |  | For Use With | For AMX-4 and AMX-4 Plus X-Ray | With | With Threaded Post Terminal | [98 empty] | Replacement Set | Pre-Wired Replacement Set | 2 Trays Replacement Set | [6 empty] | Ranjitha |  |  | 90.91 | 20 | 2
SN24SN | AMCI Medical Imaging | 403B335P2 |  | GE Healthcare | 403B335P2 | Terminal Strip | 20A 4-Position Terminal Strip | [39 empty] | Brand Name |  | Type |  | Size |  | Color |  | Material |  | Dimensions |  | For Use With |  | Number Of Position | 4 | Amperage | 20A | [96 empty] | Terminal Strip | 4-Position Terminal Strip |  | https://www.amcimedical.com/product-page/403b335p2 | [5 empty] | Ranjitha |  |  | 90.91 | 20 | 2
SN26SN | AMCI Medical Imaging | 403B335P9 |  | GE Healthcare | 403B335P9 | Terminal Strip | 20A 8-Position Terminal Strip | [39 empty] | Brand Name |  | Type |  | Size |  | Color |  | Material |  | Dimensions |  | For Use With |  | Number Of Position | 8 | Amperage | 20A | [96 empty] | Terminal Strip | 8-Position Terminal Strip | [7 empty] | Ranjitha |  |  | 90.48 | 19 | 2
SN35SN | AMCI Medical Imaging | 46-136228P3 |  | GE Healthcare | 46-136228P3 | Clip | Clip For Column Cover | [39 empty] | Brand Name |  | Type |  | Size |  | Color |  | Material |  | Dimensions |  | For Use With | For Column Cover | [100 empty] | Clip | Column Cover Clip | [7 empty] | Ranjitha |  |  | 88.89 | 16 | 2
SN46SN | AMCI Medical Imaging | 46136282P45 |  | GE Healthcare | 46136282P45 | Bearing | 0.3937 ID x 1.1811 OD x 0.3543in W Single Row Ball Bearing Ball | [6 empty] | 0.3543in | [32 empty] | Brand Name |  | Type | Single Row, Ball | Size |  | Color |  | Material |  | Dimensions |  | For Use With |  | Inner Diameter | 0.3937in | Outer Diameter | 1.1811in | [96 empty] | Bearing | Ball Bearing | Single Row Bearing | [6 empty] | Ranjitha |  |  | 91.67 | 22 | 2
SN55SN | AMCI Medical Imaging | 46-136282P51 |  | GE Healthcare | 46-136282P51 | Bearing | 0.1250 ID x 0.3750 OD x 0.1562in W Bearing | [6 empty] | 0.1562in | [32 empty] | Brand Name |  | Type |  | Size |  | Color |  | Material |  | Dimensions |  | For Use With |  | Inner Diameter | 0.1250in | Outer Diameter | 0.3750in | [96 empty] | Bearing | [8 empty] | Ranjitha |  |  | 90.48 | 19 | 2
SN62SN | AMCI Medical Imaging | 46-136282P63 |  | GE Healthcare | 46-136282P63 | Bearing | 0.4724 ID x 1.2598 OD x 0.3937in W Bearing | [6 empty] | 0.3937in | [32 empty] | Brand Name |  | Type |  | Size |  | Color |  | Material |  | Dimensions |  | For Use With |  | Inner Diameter | 0.4724in | Outer Diameter | 1.2598in | [96 empty] | Bearing |  |  | https://www.amcimedical.com/product-page/46-136282p63 | [5 empty] | Ranjitha |  |  | 90.91 | 20 | 2
SN73SN | AMCI Medical Imaging | 46-136282P76 |  | GE Healthcare | 46-136282P76 | Bearing | 0.3750 ID x 0.8750 OD x 0.2812in W Bearing | [6 empty] | 0.2812in | [32 empty] | Brand Name |  | Type |  | Size |  | Color |  | Material |  | Dimensions |  | For Use With |  | Inner Diameter | 0.3750in | Outer Diameter | 0.8750in | [96 empty] | Bearing | [8 empty] | Ranjitha |  |  | 90.48 | 19 | 2
SN79SN | AMCI Medical Imaging | 46-136282P87 |  | GE Healthcare | 46-136282P87 | Bearing | 1.771 ID x 3.3465 OD x 0.7480in W Bearing | [6 empty] | 0.7480in | [32 empty] | Brand Name |  | Type |  | Size |  | Color |  | Material |  | Dimensions |  | For Use With |  | Inner Diameter | 1.7717in | Outer Diameter | 3.3465in | [96 empty] | Bearing | [8 empty] | Ranjitha |  |  | 90.48 | 19 | 2
SN93SN | AMCI Medical Imaging | 46136282P88 |  | GE Healthcare | 46136282P88 | Bearing | 0.4724 ID x 1.2598 OD x 0.3937in W Bearing | [6 empty] | 0.3937in | [32 empty] | Brand Name |  | Type |  | Size |  | Color |  | Material |  | Dimensions |  | For Use With |  | Inner Diameter | 0.4724in | Outer Diameter | 1.2598in | [96 empty] | Bearing | [8 empty] | Ranjitha |  |  | 90.48 | 19 | 2
SN104SN | AMCI Medical Imaging | 46-136282P89 |  | GE Healthcare | 46-136282P89 | Bearing | 0.125 ID x 0.5 OD x 0.172in W Bearing For Tube Rotation | [6 empty] | 0.172in | [32 empty] | Brand Name |  | Type |  | Size |  | Color |  | Material |  | Dimensions |  | For Use With | For Tube Rotation | Inner Diameter | 0.125in | Outer Diameter | 0.5in | [96 empty] | Bearing | Tube Rotation Bearing | [7 empty] | Ranjitha |  |  | 91.3 | 21 | 2
SN108SN | AMCI Medical Imaging | 46136282P93 |  | GE Healthcare | 46136282P93 | Bearing | 0.3125 ID x 0.6882 OD x 0.2500in W Bearing | [6 empty] | 0.2500in | [32 empty] | Brand Name |  | Type |  | Size |  | Color |  | Material |  | Dimensions |  | For Use With |  | Inner Diameter | 0.3125in | Outer Diameter | 0.6882in | [96 empty] | Bearing | [8 empty] | Ranjitha |  |  | 90.48 | 19 | 2
SN30SN | AMCI Medical Imaging | 46-136334P53 |  | GE Healthcare | 46-136334P53 | Mircro Switch | SPDT Basic Mircro Switch For General Use | [39 empty] | Brand Name |  | Type | Basic | Size |  | Color |  | Material |  | Dimensions |  | For Use With | For General Use | Circuit Type | SPDT | [98 empty] | Mircro Switch | Basic Mircro Switch |  | https://www.amcimedical.com/product-page/46-136334p53 | [5 empty] | Ranjitha |  |  | 86.36 | 19 | 3
SN38SN | AMCI Medical Imaging | 46-136334P54 |  | GE Healthcare | 46-136334P54 | Mircro Switch | Low Force SPDT Basic Mircro Switch | [39 empty] | Brand Name |  | Type | Low Force, Basic | Size |  | Color |  | Material |  | Dimensions |  | For Use With |  | Circuit Type | SPDT | [98 empty] | Mircro Switch | Basic Mircro Switch | Low Force Mircro Switch | [6 empty] | Ranjitha |  |  | 85.71 | 18 | 3
SN47SN | AMCI Medical Imaging | 46136334P58 |  | GE Healthcare | 46136334P58 | Switch | Switch | [39 empty] | Brand Name |  | Type |  | Size |  | Color |  | Material |  | Dimensions |  | For Use With | [101 empty] | Switch | [8 empty] | Ranjitha |  |  | 87.5 | 14 | 2
SN72SN | AMCI Medical Imaging | 46-136343P9 |  | GE Healthcare | 46-136343P9 | Service Switch | SPDT On-None-On Toggle Service Switch | [39 empty] | Brand Name |  | Type | Toggle | Size |  | Color |  | Material |  | Dimensions |  | For Use With |  | Circuit Type | SPDT | Actuation | On-None-On | [96 empty] | Service Switch | Toggle Service Switch | [7 empty] | Ranjitha |  |  | 90.91 | 20 | 2
SN81SN | AMCI Medical Imaging | 46-136353P109 |  | GE Healthcare | 46-136353P109 | Spring | 0.300in OD Music Wire(Steel) Compression Spring | [39 empty] | Brand Name |  | Type | Compression | Size |  | Color |  | Material | Music Wire(Steel) | Dimensions |  | For Use With |  | Outer Diameter | 0.300in | Wire Diameter | 0.045in | [96 empty] | Spring | Compression Spring | [7 empty] | Ranjitha | Chk material |  | 86.36 | 19 | 3
SN103SN | AMCI Medical Imaging | 46-136356P17 |  | GE Healthcare | 46-136356P17 | Washer | 1.004 ID x 1.560 OD x 0.035in Thk Steel Washer | [39 empty] | Brand Name |  | Type |  | Size |  | Color |  | Material | Steel | Dimensions |  | For Use With |  | Inner Diameter | 1.004in | Outer Diameter | 1.560in | Thickness | 0.035in | [94 empty] | Washer | Steel Washer | [7 empty] | Ranjitha |  |  | 91.67 | 22 | 2
SN111SN | AMCI Medical Imaging | 46-136356P18 |  | GE Healthcare | 46-136356P18 | Washer | 1 ID x 1.01in OD 1.625+ - 0.01 Steel Conical Spring Washer | [39 empty] | Brand Name |  | Type | Conical Spring | Size |  | Color |  | Material | Steel | Dimensions |  | For Use With | [101 empty] | Washer | Conical Spring Washer | [7 empty] | Ranjitha |  |  | 84.21 | 16 | 3
SN27SN | AMCI Medical Imaging | 46-136370P11 |  | GE Healthcare | 46-136370P11 | Relay | 120VAC 1A 50/60Hz Relay For Battery Charger Board (K216) | [39 empty] | Brand Name |  | Type |  | Size |  | Color |  | Material |  | Dimensions |  | For Use With | For Battery Charger Board (K216) | Voltage | 120VAC | Amperage | 1A | Frequency | 50/60Hz | [94 empty] | Relay | Battery Charger Board Relay | [7 empty] | Ranjitha |  |  | 91.67 | 22 | 2
SN41SN | AMCI Medical Imaging | 46-136380P15 |  | GE Healthcare | 46-136380P15 | Washer | 1.005 ID x 1.77 OD x 0.0642in Thk Washer | [39 empty] | Brand Name |  | Type |  | Size |  | Color |  | Material |  | Dimensions |  | For Use With |  | Inner Diameter | 1.005in | Outer Diameter | 1.77in | Thickness | 0.0642in | [94 empty] | Washer | [8 empty] | Ranjitha |  |  | 90.91 | 20 | 2
SN57SN | AMCI Medical Imaging | 46-139468P20 |  | GE Healthcare | 46-139468P20 | Bearing | 0.3937 ID x 1.1811 OD x 0.35432in W Bearing | [6 empty] | 0.3543in | [32 empty] | Brand Name |  | Type |  | Size |  | Color |  | Material |  | Dimensions |  | For Use With |  | Inner Diameter | 0.3937in | Outer Diameter | 1.1811in | [96 empty] | Bearing | [8 empty] | Ranjitha |  |  | 90.48 | 19 | 2
SN67SN | AMCI Medical Imaging | 46-139468P5 |  | GE Healthcare | 46-139468P5 | Bearing | 0.2500 ID x 0.7500 OD x 0.2188in W Bearing | [6 empty] | 0.2188in | [32 empty] | Brand Name |  | Type |  | Size |  | Color |  | Material |  | Dimensions |  | For Use With |  | Inner Diameter | 0.2500in | Outer Diameter | 0.7500in | [96 empty] | Bearing | [8 empty] | Ranjitha |  |  | 90.48 | 19 | 2
SN78SN | AMCI Medical Imaging | 46-140184P1 |  | GE Healthcare | 46-140184P1 | Spacer | 0.389 ID x 0.750 OD x 0.160in Thk Zinc Bottom Column Spacer For Nut Bolt | [39 empty] | Brand Name |  | Type | Bottom Column | Size |  | Color |  | Material | Zinc | Dimensions |  | For Use With | For Nut Bolt | Inner Diameter | 0.389in | Outer Diameter | 0.750in | Thickness | 0.160in | [94 empty] | Spacer | Bottom Column Spacer | [7 empty] | Ranjitha |  |  | 92.31 | 24 | 2
SN89SN | AMCI Medical Imaging | 46-140332P1 |  | GE Healthcare | 46-140332P1 | Washer | 0.510 ID x 0.760 OD x 0.067in Thk B8A4B2 Old Type Washer For Solenoid | [39 empty] | Brand Name |  | Type | Old | Size |  | Color |  | Material |  | Dimensions |  | For Use With | For Solenoid | Inner Diameter | 0.510in | Outer Diameter | 0.760in | Thickness | 0.067in | Finish | B8A4B2 | [92 empty] | Washer | Old Washer | [7 empty] | Ranjitha |  |  | 85.19 | 23 | 4
SN28SN | AMCI Medical Imaging | 46-154083P2 |  | GE Healthcare | 46-154083P2 | Resistor | 2.5Ohm 200W 10% Wirewound Resistor | [39 empty] | Brand Name |  | Type | 10% Wirewound | Size |  | Color |  | Material |  | Dimensions |  | For Use With |  | Resistance | 2.5Ohm | Wattage | 200W | [96 empty] | Resistor | 10% Wirewound Resistor | [7 empty] | Ranjitha |  |  | 90.91 | 20 | 2
SN70SN | AMCI Medical Imaging | 46-163294P1 |  | GE Healthcare | 46-163294P1 | Washer | Washer | [39 empty] | Brand Name |  | Type |  | Size |  | Color |  | Material |  | Dimensions |  | For Use With | [101 empty] | Washer | [8 empty] | Ranjitha |  |  | 87.5 | 14 | 2
SN386SN | AMCI Medical Imaging | 46-170012P36 |  | GE Healthcare | 46-170012P36 | Lock Nut | 6-32 Hex Lock Nut | [9 empty] | https://static.wixstatic.com/media/ff843c_35f20c41ac0f4860bdd6045ffb39bc15~mv2.jpg/v1/fill/w_500,h_667,al_c,lg_1,q_80,enc_avif,quality_auto/ff843c_35f20c41ac0f4860bdd6045ffb39bc15~mv2.jpg | [29 empty] | Brand Name |  | Type | Hex | Size |  | Color |  | Material |  | Dimensions |  | For Use With |  | Thread Size | 6-32 | [98 empty] | Lock Nut | Hex Lock Nut |  | https://www.amcimedical.com/product-page/46-170012p36 | [5 empty] | Ranjitha |  |  | 90.91 | 20 | 2
SN48SN | AMCI Medical Imaging | 46170015P21 |  | GE Healthcare | 46170015P21 | Screw | 00010-32 x 0.625in L Steel Bind Head SEMS Screw For Main Cable Metal Clamp | [39 empty] | Brand Name |  | Type | External, SEMS | Size |  | Color |  | Material | Steel | Dimensions |  | For Use With | For Main Cable Metal Clamp | Length | 0.625in | Thread Size | 00010-32 | Head Type | Bind | [94 empty] | Screw | SEMS Screw | External Screw | [6 empty] | Ranjitha |  |  | 92.59 | 25 | 2
SN59SN | AMCI Medical Imaging | 46-170015P23 |  | GE Healthcare | 46-170015P23 | Screw | 001/4-20 x 0.500in L Hexagonal Head Steel SEMS Screw | [39 empty] | Brand Name |  | Type | External | Size |  | Color |  | Material | Steel | Dimensions |  | For Use With |  | Length | 0.500in | Thread Size | 001/4-20 | Head Type | Hexagonal | [94 empty] | Screw | External Screw | [7 empty] | Ranjitha |  |  | 84 | 21 | 4
SN66SN | AMCI Medical Imaging | 46-170015P27 |  | GE Healthcare | 46-170015P27 | Screw | 6-32 x 0.5in L Silver Bind Head Screw For Holding Handswitch Hanger | [9 empty] | https://static.wixstatic.com/media/ff843c_35f20c41ac0f4860bdd6045ffb39bc15~mv2.jpg/v1/fill/w_500,h_667,al_c,lg_1,q_80,enc_avif,quality_auto/ff843c_35f20c41ac0f4860bdd6045ffb39bc15~mv2.jpg | [29 empty] | Brand Name |  | Type |  | Size |  | Color | Silver | Material |  | Dimensions |  | For Use With | For Holding Handswitch Hanger | Length | 0.5in | Thread Size | 6-32 | Head Type | Bind | [94 empty] | Screw | Bind Head Screw | Handswitch Hanger Screw | https://www.amcimedical.com/product-page/46-170015p27 | [5 empty] | Ranjitha |  |  | 92.86 | 26 | 2
SN76SN | AMCI Medical Imaging | 46-170015P37 |  | GE Healthcare | 46-170015P37 | Screw | 00006-32 x 0.625in L Bind Head Steel SEMS Screw | [39 empty] | Brand Name |  | Type | External | Size |  | Color |  | Material | Steel | Dimensions |  | For Use With |  | Length | 0.625in | Thread Size | 00006-32 | Head Type | Bind | [94 empty] | Screw | External Screw | [7 empty] | Ranjitha |  |  | 84 | 21 | 4
SN84SN | AMCI Medical Imaging | 46-170015P9 |  | GE Healthcare | 46-170015P9 | Screw | 00010-32 x 1.000in L Bind Head Steel SEMS Screw | [39 empty] | Brand Name |  | Type | External | Size |  | Color |  | Material | Steel | Dimensions |  | For Use With |  | Length | 1.000in | Thread Size | 00010-32 | Head Type | Bind | [94 empty] | Screw | External Screw | [7 empty] | Ranjitha |  |  | 84 | 21 | 4
SN92SN | AMCI Medical Imaging | 46-170020P68 |  | GE Healthcare | 46-170020P68 | Dowel Pin | 0.187 dia x 0.625in L Standard Dowel Pin | [39 empty] | Brand Name |  | Type | Standard | Size |  | Color |  | Material |  | Dimensions |  | For Use With |  | Diameter | 0.187in | Length | 0.625in | [96 empty] | Dowel Pin | Standard Dowel Pin | [7 empty] | Ranjitha |  |  | 90.91 | 20 | 2
SN98SN | AMCI Medical Imaging | 46-170021P38 | 314 Series | GE Healthcare | 46-170021P38 | Cartridge Fuse | 250V 15A Ceramic 3AB Fast-Acting Cartridge Fuse | [39 empty] | Brand Name |  | Type | 3AB Fast-Acting | Size |  | Color |  | Material | Ceramic | Dimensions |  | For Use With |  | Voltage | 250V | Amperage | 15A | [96 empty] | Cartridge Fuse | 3AB Fast-Acting Cartridge Fuse | [7 empty] | Ranjitha |  |  | 87.5 | 21 | 3
SN113SN | AMCI Medical Imaging | 46-170021P51 | 312 Series | GE Healthcare | 46-170021P51 | Cartridge Fuse | 250V 2A Glass 3AG Fast-Acting Cartridge Fuse | [39 empty] | Brand Name |  | Type | 3AG Fast-Acting | Size |  | Color |  | Material | Glass | Dimensions |  | For Use With |  | Voltage | 250V | Amperage | 2A | [96 empty] | Cartridge Fuse | 3AG Fast-Acting Cartridge Fuse | [7 empty] | Ranjitha |  |  | 91.67 | 22 | 2
SN29SN | AMCI Medical Imaging | 46-170024P6 |  | GE Healthcare | 46-170024P6 | Screw | 8-32 x 0.125in L Screw For Right & Left Hinge | [39 empty] | Brand Name |  | Type |  | Size |  | Color |  | Material |  | Dimensions |  | For Use With | For Right & Left Hinge | Length | 0.125in | Thread Size | 8-32 | [96 empty] | Screw | Right & Left Hinge Screw | [7 empty] | Ranjitha |  |  | 90.91 | 20 | 2
SN36SN | AMCI Medical Imaging | 46-170024P8 |  | GE Healthcare | 46-170024P8 | Screw | 0.249 dia x 0.125in L Threaded Shoulder Screw For Top Cover Lock Latch Spring | [39 empty] | Brand Name |  | Type | Threaded, Shoulder | Size |  | Color |  | Material |  | Dimensions |  | For Use With | For Top Cover Lock Latch Spring | Length | 0.125in | Diameter | 0.249in | [96 empty] | Screw | Shoulder Screw | Threaded Screw | [6 empty] | Ranjitha |  |  | 87.5 | 21 | 3
SN44SN | AMCI Medical Imaging | 46-170030P67 |  | GE Healthcare | 46-170030P67 | Capacitor | 1200µF 250VDC -10 to 50% Capacitor For Old X-Ray Control Module | [39 empty] | Brand Name |  | Type |  | Size |  | Color |  | Material |  | Dimensions |  | For Use With | For Old X-Ray Control Module | Capacitance | 1200µF | Voltage | 250VDC | Surge Voltage | 300V | Tolerance | -10 to 50% | Ambient Temperature | 85°C | [90 empty] | Capacitor | X-Ray Control Module Capacitor | [7 empty] | Ranjitha |  |  | 92.86 | 26 | 2
SN53SN | AMCI Medical Imaging | 46-170030P78 |  | GE Healthcare | 46-170030P78 | Capacitor | 3100µF 200VDC -10 to 50% C2 Capacitor | [39 empty] | Brand Name |  | Type | C2 | Size |  | Color |  | Material |  | Dimensions |  | For Use With |  | Capacitance | 3100µF | Voltage | 200VDC | Tolerance | -10 to 50% | [94 empty] | Capacitor | C2 Capacitor | [7 empty] | Ranjitha |  |  | 91.67 | 22 | 2
SN60SN | AMCI Medical Imaging | 46-170054P10 |  | GE Healthcare | 46-170054P10 | Clamp | Hold-Down Spring Clamp For Relay | [39 empty] | Brand Name |  | Type | Hold-Down, Spring | Size |  | Color |  | Material |  | Dimensions |  | For Use With | For Relay | [100 empty] | Clamp | Spring Clamp | Hold-Down Clamp | [6 empty] | Ranjitha |  |  | 85 | 17 | 3
SN69SN | AMCI Medical Imaging | 46-170088P1 |  | GE Healthcare | 46-170088P1 | Filter | 0.5µF 600VDC 22Ohms 1/2W RC Network Filter | [39 empty] | Brand Name |  | Type | RC Network | Size |  | Color |  | Material |  | Dimensions |  | For Use With |  | Capacitance | 0.5µF | Voltage | 600VDC | Resistance | 22Ohms | Wattage | 1/2W | [92 empty] | Filter | RC Network Filter | [7 empty] | Ranjitha |  |  | 92.31 | 24 | 2
SN32SN | AMCI Medical Imaging | 46-170183P15 |  | GE Healthcare | 46-170183P15 | Bearing | Bearing | [39 empty] | Brand Name |  | Type |  | Size |  | Color |  | Material |  | Dimensions |  | For Use With | [101 empty] | Bearing | [8 empty] | Ranjitha |  |  | 87.5 | 14 | 2
SN39SN | AMCI Medical Imaging | 46-170183P16 |  | GE Healthcare | 46-170183P16 | Bearing | 1.002 ID x 1.552 OD x 0.031in Thk Steel Flat Race Bearing | [39 empty] | Brand Name |  | Type | Flat, Race | Size |  | Color |  | Material | Steel | Dimensions |  | For Use With |  | Inner Diameter | 1.002in | Outer Diameter | 1.552in | Thickness | 0.031in | [94 empty] | Bearing | Race Bearing | Flat Bearing | [6 empty] | Ranjitha |  |  | 92.31 | 24 | 2
SN74SN | AMCI Medical Imaging | 46-170490P50 |  | GE Healthcare | 46-170490P50 | Spring | 0.652 OD x 4in L Spring | [39 empty] | Brand Name |  | Type |  | Size |  | Color |  | Material |  | Dimensions |  | For Use With |  | Outer Diameter | 0.652in | Length | 4in | Wire Diameter | 0.055in | [94 empty] | Spring |  |  | https://www.amcimedical.com/product-page/46-170490p50 | [5 empty] | Ranjitha | input and website values mismatching |  | 91.3 | 21 | 2
SN77SN | AMCI Medical Imaging | 46-170490P55 |  | GE Healthcare | 46-170490P55 | Spring | Drive Handle Spring | [39 empty] | Brand Name |  | Type | Drive, Handle | Size |  | Color |  | Material |  | Dimensions |  | For Use With | [101 empty] | Spring | Handle Spring | Drive Spring | [6 empty] | Ranjitha |  |  | 89.47 | 17 | 2
SN86SN | AMCI Medical Imaging | 46-170497P11 |  | GE Healthcare | 46-170497P11 | Screw | Silver Round Socket Cap Screw For Drive Handle | [39 empty] | Brand Name |  | Type | Round | Size |  | Color | Silver | Material |  | Dimensions |  | For Use With | For Drive Handle (Silver) | Head Type | Socket Cap | [98 empty] | Screw | Round Screw | [7 empty] | Ranjitha |  |  | 90.91 | 20 | 2
SN96SN | AMCI Medical Imaging | 46-170497P55 |  | GE Healthcare | 46-170497P55 | Screw | 4-40 x 0.25in L Black Round Hexagonal Socket Button Cap Head Screw | [39 empty] | Brand Name |  | Type | Round | Size |  | Color | Black | Material |  | Dimensions |  | For Use With |  | Length | 0.25in | Thread Size | 4-40 | Head Type | Hexagonal Socket Button Cap | [94 empty] | Screw | Round Screw | [7 empty] | Ranjitha |  |  | 92 | 23 | 2
SN31SN | AMCI Medical Imaging | 46-170498P12 |  | GE Healthcare | 46-170498P12 | Screw | Screw | [39 empty] | Brand Name |  | Type |  | Size |  | Color |  | Material |  | Dimensions |  | For Use With | [101 empty] | Screw | [8 empty] | Ranjitha |  |  | 87.5 | 14 | 2
SN40SN | AMCI Medical Imaging | 46-170498P14 |  | GE Healthcare | 46-170498P14 | Screw | 001/4-20 x 0.625in L Hexagonal Socket Head Steel Screw | [9 empty] | https://static.wixstatic.com/media/ff843c_35f20c41ac0f4860bdd6045ffb39bc15~mv2.jpg/v1/fill/w_500,h_667,al_c,lg_1,q_80,enc_avif,quality_auto/ff843c_35f20c41ac0f4860bdd6045ffb39bc15~mv2.jpg | [29 empty] | Brand Name |  | Type |  | Size |  | Color |  | Material | Steel | Dimensions |  | For Use With |  | Length | 0.625in | Thread Size | 001/4-20 | Head Type | Hexagonal Socket | [94 empty] | Screw | Hexagonal Socket Head Screw | Steel Screw | https://www.amcimedical.com/product-page/46-170498p14 | [5 empty] | Ranjitha |  |  | 92.59 | 25 | 2
SN58SN | AMCI Medical Imaging | 46-170498P2 |  | GE Healthcare | 46-170498P2 | Screw | 10-32 x 0.750in L Hexagonal Socket Head Steel Screw | [39 empty] | Brand Name |  | Type |  | Size | 3/4in | Color |  | Material | Steel | Dimensions |  | For Use With |  | Length | 0.750in | Thread Size | 10-32 | Head Type | Hexagonal Socket | [94 empty] | Screw | Hexagonal Socket Head Screw | Steel Screw | [6 empty] | Ranjitha |  |  | 92.31 | 24 | 2
SN65SN | AMCI Medical Imaging | 46-170498P79 |  | GE Healthcare | 46-170498P79 | Screw | 00006-32 x 0.375in L Steel Hexagonal Socket Head Cast Screw For Top Cover | [39 empty] | Brand Name |  | Type | Collar Cast | Size |  | Color |  | Material | Steel | Dimensions |  | For Use With | For Top Cover | Length | 0.375in | Thread Size | 00006-32 | Head Type | Hexagonal Socket | [94 empty] | Screw | Collar Cast Screw | [7 empty] | Ranjitha |  |  | 92.31 | 24 | 2
SN75SN | AMCI Medical Imaging | 46-170509P1 |  | GE Healthcare | 46-170509P1 | Magnetic Strip | Flexible Permanent Magnetic Strip | [39 empty] | Brand Name |  | Type | Flexible Permanent | Size |  | Color |  | Material |  | Dimensions |  | For Use With | [101 empty] | Magnetic Strip | Flexible Permanent Magnetic Strip | [7 empty] | Ranjitha |  |  | 88.89 | 16 | 2
SN85SN | AMCI Medical Imaging | 46-170686P1 |  | GE Healthcare | 46-170686P1 | Sealant | Loctite 242 0.5ml Medium Strength Removable Sealant | [39 empty] | Brand Name | Loctite 242 | Type | Removable | Size |  | Color |  | Material |  | Dimensions |  | For Use With |  | Capacity | 0.5ml | Strength | Medium | [96 empty] | Sealant | Removable Sealant | [7 empty] | Ranjitha | chk brand |  | 95.45 | 21 | 1
SN101SN | AMCI Medical Imaging | 46-170686P2 |  | GE Healthcare | 46-170686P2 | Sealant | 10cc Loctite 242 Sealant | [39 empty] | Brand Name |  | Type | Loctite 242 | Size |  | Color |  | Material |  | Dimensions |  | For Use With |  | Capacity | 10cc | [98 empty] | Sealant | Loctite 242 Sealant | [7 empty] | Ranjitha |  |  | 85 | 17 | 3
SN106SN | AMCI Medical Imaging | 46-170787P2 |  | GE Healthcare | 46-170787P2 | Adhesive | Loctite 495 0.7oz Gluematic PE Super Bonder Adhesive | [39 empty] | Brand Name | Loctite 495 | Type | Gluematic PE, Super Bonder | Size |  | Color |  | Material |  | Dimensions |  | For Use With |  | Capacity | 0.7oz | [98 empty] | Adhesive | Super Bonder Adhesive | Gluematic PE Adhesive | [6 empty] | Ranjitha | chk brand, type |  | 85.71 | 18 | 3
SN34SN | AMCI Medical Imaging | 46-175430P1 |  | GE Healthcare | 46-175430P1 | Cathode Tube | Cathode Tube With Label | [39 empty] | Brand Name |  | Type |  | Size |  | Color |  | Material |  | Dimensions |  | For Use With |  | With | With Label | [98 empty] | Cathode Tube | Cathode Tube With Label | [7 empty] | Ranjitha |  |  | 89.47 | 17 | 2
SN42SN | AMCI Medical Imaging | 46-175430P2 |  | GE Healthcare | 46-175430P2 | Anode Tube | Anode Tube With Label | [39 empty] | Brand Name |  | Type |  | Size |  | Color |  | Material |  | Dimensions |  | For Use With |  | With | With Label | [98 empty] | Anode Tube | Anode Tube With Label | [7 empty] | Ranjitha |  |  | 89.47 | 17 | 2
SN61SN | AMCI Medical Imaging | 46-177175P2 |  | GE Healthcare | 46-177175P2 | Interface | Mist Gray Interface | [39 empty] | Brand Name |  | Type |  | Size |  | Color | Mist Gray | Material |  | Dimensions |  | For Use With | [101 empty] | Interface | [8 empty] | Ranjitha |  |  | 88.24 | 15 | 2
SN87SN | AMCI Medical Imaging | 46-184877P2 |  | GE Healthcare | 46-184877P2 | Tap Relay | Tap Relay | [39 empty] | Brand Name |  | Type |  | Size |  | Color |  | Material |  | Dimensions |  | For Use With | [101 empty] | Tap Relay | [8 empty] | Ranjitha |  |  | 87.5 | 14 | 2
SN97SN | AMCI Medical Imaging | 46-184904P2 |  | GE Healthcare | 46-184904P2 | Relay | Relay | [39 empty] | Brand Name |  | Type |  | Size |  | Color |  | Material |  | Dimensions |  | For Use With | [101 empty] | Relay | [8 empty] | Ranjitha |  |  | 87.5 | 14 | 2
SN54SN | AMCI Medical Imaging | 46-207111P2 |  | GE Healthcare | 46-207111P2 | Magnetics | 117V 50/60Hz Magnetics | [39 empty] | Brand Name |  | Type |  | Size |  | Color |  | Material |  | Dimensions |  | For Use With |  | Voltage | 117V | Frequency | 60/60Hz | [96 empty] | Magnetics | [8 empty] | Ranjitha | Chk product |  | 94.74 | 18 | 1
SN99SN | AMCI Medical Imaging | 46-220410P1 |  | GE Healthcare | 46-220410P1 | Bearing | 0.1883 ID x 0.3473 OD x 0.375in W Bearing | [6 empty] | 0.375in | [32 empty] | Brand Name |  | Type |  | Size |  | Color |  | Material |  | Dimensions |  | For Use With |  | Inner Diameter | 0.1883in | Outer Diameter | 0.3473in | [96 empty] | Bearing |  |  | https://www.amcimedical.com/amx-4-parts/46-220410p1/bearing-0.188-id-0.347-od/bearing/horizontal-arm/amx-4/in-stock/also-for-vertical-column/50%2C-70 | [5 empty] | Ranjitha |  |  | 90.91 | 20 | 2
SN157SN | AMCI Medical Imaging | 46270231G2 |  | GE Healthcare | 46270231G2 | Tray | Cassette Tray | [39 empty] | Brand Name |  | Type | Cassette | Size |  | Color |  | Material |  | Dimensions |  | For Use With | [101 empty] | Tray | Cassette Tray | [7 empty] | Ranjitha |  |  | 88.89 | 16 | 2
SN376SN | AMCI Medical Imaging | 46270826P1 |  | GE Healthcare | 46270826P1 |  | Mosfet N 150.0W 4Venh To-204 Irf350 | [39 empty] | Brand Name |  | Type |  | Size |  | Color |  | Material |  | Dimensions |  | For Use With | [110 empty] | Ranjitha | chk input |  | 85.71 | 12 | 2
SN217SN | AMCI Medical Imaging | 46-302016P1 |  | GE Healthcare | 46-302016P1 | Bearing | Sleeve Bearing | [39 empty] | Brand Name |  | Type | Sleeve | Size |  | Color |  | Material |  | Dimensions |  | For Use With | [101 empty] | Bearing | SleeveBearing | [7 empty] | Ranjitha |  |  | 88.89 | 16 | 2
SN259SN | AMCI Medical Imaging | 46-303031P1 |  | GE Healthcare | 46-303031P1 | Bracket | Right Bracket For Display Board | [39 empty] | Brand Name |  | Type | Right | Size |  | Color |  | Material |  | Dimensions |  | For Use With | For Display Board | [100 empty] | Bracket | Right Bracket | [7 empty] | Ranjitha |  |  | 89.47 | 17 | 2
SN264SN | AMCI Medical Imaging | 46-303031P2 |  | GE Healthcare | 46-303031P2 | Bracket | Left Bracket For Display Board | [39 empty] | Brand Name |  | Type | Left | Size |  | Color |  | Material |  | Dimensions |  | For Use With | For Display Board | [100 empty] | Bracket | LeftBracket | [7 empty] | Ranjitha |  |  | 89.47 | 17 | 2
SN273SN | AMCI Medical Imaging | 46-303032P1 |  | GE Healthcare | 46-303032P1 | Wear Block | Horizontal Arm Wear Block | [39 empty] | Brand Name |  | Type | Horizontal Arm | Size |  | Color |  | Material |  | Dimensions |  | For Use With | [101 empty] | Wear Block | Horizontal ArmWear Block | [7 empty] | Ranjitha |  |  | 88.89 | 16 | 2
SN205SN | AMCI Medical Imaging | 46-303357P1 |  | GE Healthcare | 46-303357P1 | Adapter | Switch Adapter For Collimator | [39 empty] | Brand Name |  | Type | Switch | Size |  | Color |  | Material |  | Dimensions |  | For Use With | For Collimator | [100 empty] | Adapter | SwitchAdapter | [7 empty] | Ranjitha |  |  | 89.47 | 17 | 2
SN212SN | AMCI Medical Imaging | 46-303362P1 |  | GE Healthcare | 46-303362P1 | Lifting Tool | Vertical Column Lifting Tool | [39 empty] | Brand Name |  | Type | Vertical Column | Size |  | Color |  | Material |  | Dimensions |  | For Use With | [101 empty] | Lifting Tool | Vertical ColumnLifting Tool | [7 empty] | Ranjitha |  |  | 88.89 | 16 | 2
SN223SN | AMCI Medical Imaging | 46-303376G1 |  | GE Healthcare | 46-303376G1 | Switch Kit | Switch Kit Includes Items 5B Thru 5E, 5B-Adapter, 5C-Microswitch, 5D- Button Return Flat Spring | [39 empty] | Brand Name |  | Type |  | Size |  | Color |  | Material |  | Dimensions |  | For Use With |  | Includes | Items 5B Thru 5E, 5B-Adapter, 5C-Microswitch, 5D- Button Return Flat Spring, & 5E-Spacer | [98 empty] | Switch Kit | Switch Kit | [7 empty] | Ranjitha |  |  | 84.21 | 16 | 3
SN246SN | AMCI Medical Imaging | 46-303430P1 |  | GE Healthcare | 46-303430P1 | Label | Battery Replacement History Label | [39 empty] | Brand Name |  | Type | Battery Replacement History | Size |  | Color |  | Material |  | Dimensions |  | For Use With | [101 empty] | Label | Battery Replacement History Label | [7 empty] | Ranjitha |  |  | 88.89 | 16 | 2
SN260SN | AMCI Medical Imaging | 46-303597P17 |  | GE Healthcare | 46-303597P17 | Cable Holder | 1-1/2in ID Natural Nylon Large Strap High Voltage Cable Holder | [39 empty] | Brand Name |  | Type | Large Strap, High Voltage | Size |  | Color | Natural | Material | Nylon | Dimensions |  | For Use With |  | Inner Diameter | 1.500in | [98 empty] | Cable Holder | High Voltage Cable Holder | Large Strap Cable Holder | [6 empty] | Ranjitha |  |  | 91.3 | 21 | 2
SN268SN | AMCI Medical Imaging | 46-303597P18 |  | GE Healthcare | 46-303597P18 | Cable Holder | 1-3/8in ID Natural Nylon Small Strap High Voltage Cable Holder | [39 empty] | Brand Name |  | Type | Small Strap, High Voltage | Size |  | Color | Natural | Material | Nylon | Dimensions |  | For Use With |  | Inner Diameter | 1.375in | [98 empty] | Cable Holder | High Voltage Cable Holder | Small Strap Cable Holder | [6 empty] | Ranjitha |  |  | 91.3 | 21 | 2
SN274SN | AMCI Medical Imaging | 46-303626G3 |  | GE Healthcare | 46-303626G3 | Assembly | Mist & Charcoal Gray Top Cover Assembly | [39 empty] | Brand Name |  | Type | Top Cover | Size |  | Color | Mist & Charcoal Gray | Material |  | Dimensions |  | For Use With | [101 empty] | Assembly | Top CoverAssembly | [7 empty] | Ranjitha |  |  | 89.47 | 17 | 2
SN208SN | AMCI Medical Imaging | 46-303626G4 |  | GE Healthcare | 46-303626G4 | Assembly | Top Cover Assembly For GEMS Vehicle Models #1 and #4, in Various Colors | [39 empty] | Brand Name |  | Type | Top Cover | Size |  | Color |  | Material |  | Dimensions |  | For Use With | For GEMS Vehicle Models #1 and #4, in Various Colors | [100 empty] | Assembly | Top CoverAssembly | [7 empty] | Ranjitha |  |  | 89.47 | 17 | 2
SN231SN | AMCI Medical Imaging | 46-303776P1 |  | GE Healthcare | 46-303776P1 | Spacer | Spacer | [39 empty] | Brand Name |  | Type |  | Size |  | Color |  | Material |  | Dimensions |  | For Use With | [101 empty] | Spacer | Spacer | [7 empty] | Ranjitha |  |  | 82.35 | 14 | 3
SN263SN | AMCI Medical Imaging | 46-303884P2 |  | GE Healthcare | 46-303884P2 | Capacitor | 770µF 250V -10 to 50% Positive New Type Capacitor | [39 empty] | Brand Name |  | Type | New Type | Size |  | Color |  | Material |  | Dimensions |  | For Use With |  | Capacitance | 770µF | Voltage | 250V | Tolerance | -10 to 50% | Polarity | Positive | Usage | Located On Capacitor Circuit Board | [90 empty] | Capacitor | New TypeCapacitor | [7 empty] | Ranjitha |  |  | 92.86 | 26 | 2
SN270SN | AMCI Medical Imaging | 46-303913G1 |  | GE Healthcare | 46-303913G1 | Assembly | Circuit Board Assembly For L3 Capacitor | [39 empty] | Brand Name |  | Type | Circuit Board | Size |  | Color |  | Material |  | Dimensions |  | For Use With | For L3 Capacitor | [100 empty] | Assembly | Circuit BoardAssembly | [7 empty] | Ranjitha |  |  | 89.47 | 17 | 2
SN238SN | AMCI Medical Imaging | 46-315136P1 |  | GE Healthcare | 46-315136P1 | Extrusion Trim | 0.70 W x 0.30in H White Rubber Extrusion Trim | [6 empty] | 0.70in | 0.30in | [31 empty] | Brand Name |  | Type |  | Size |  | Color | White | Material | Rubber | Dimensions |  | For Use With | [101 empty] | Extrusion Trim | Extrusion Trim | [7 empty] | Ranjitha |  |  | 85.71 | 18 | 3
SN239SN | AMCI Medical Imaging | 46-315241P1 |  | GE Healthcare | 46-315241P1 | Coil Cord | White Obsolete Coil Cord For Handswitch | [9 empty] | https://static.wixstatic.com/media/ff843c_913eff6e50464ef8b652d5d97c70ad99~mv2.jpg/v1/fill/w_500,h_666,al_c,q_80,usm_0.66_1.00_0.01,enc_avif,quality_auto/ff843c_913eff6e50464ef8b652d5d97c70ad99~mv2.jpg | [29 empty] | Brand Name |  | Type | Obsolete | Size |  | Color | White | Material |  | Dimensions |  | For Use With | For Handswitch | [100 empty] | Coil Cord | ObsoleteCoil Cord |  | https://www.amcimedical.com/product-page/46-315241p1 | [5 empty] | Ranjitha |  |  | 90.91 | 20 | 2
SN253SN | AMCI Medical Imaging | 46-315281P1 |  | GE Healthcare | 46-315281P1 | Insulator | 21 L x 13 W x 0.031in Thk Side Panel Insulator | [6 empty] | 13in | [32 empty] | Brand Name |  | Type | Side Panel | Size |  | Color |  | Material |  | Dimensions |  | For Use With |  | Length | 21in | Thickness | 0..031in | Thickness | 0.031in | [94 empty] | Insulator | Side PanelInsulator | [7 empty] | Ranjitha |  |  | 92 | 23 | 2
SN271SN | AMCI Medical Imaging | 46-315365P1 |  | GE Healthcare | 46-315365P1 | Bushing | Delrin Bushing | [39 empty] | Brand Name |  | Type | Delrin | Size |  | Color |  | Material |  | Dimensions |  | For Use With | [101 empty] | Bushing | DelrinBushing | [7 empty] | Ranjitha |  |  | 88.89 | 16 | 2
SN275SN | AMCI Medical Imaging | 46-315751P1 | 314 Series | GE Healthcare | 46-315751P1 | Cartridge Fuse | 250V 8A Ceramic 3AB Fast-Acting Cartridge Fuse | [39 empty] | Brand Name |  | Type | 3AB Fast-Acting | Size |  | Color |  | Material | Ceramic | Dimensions |  | For Use With |  | Voltage | 250V | Amperage | 8A | [96 empty] | Cartridge Fuse | 3AB Fast-Acting Cartridge Fuse | [7 empty] | Ranjitha |  |  | 91.67 | 22 | 2
SN210SN | AMCI Medical Imaging | 46-315759P1 |  | GE Healthcare | 46-315759P1 | Holder | 250V 15A 3AG Quick-Connect Tabs Fuse Holder | [39 empty] | Brand Name |  | Type | Fuse | Size | 3AG | Color |  | Material |  | Dimensions |  | For Use With |  | Voltage | 250V | Amperage | 15A | Connention Type | Quick-Connect Tabs | Standards | UL and CSA Listed | [92 empty] | Holder | FuseHolder | [7 empty] | Ranjitha |  |  | 92.59 | 25 | 2
SN234SN | AMCI Medical Imaging | 46-315954P2 |  | GE Healthcare | 46-315954P2 | Label | Label Without IEC Symbol For Outdated Old Type Cassette Bin | [39 empty] | Brand Name |  | Type |  | Size |  | Color |  | Material |  | Dimensions |  | For Use With | For Outdated Old Type Cassette Bin | With | With English and Spanish Text | Without IEC symbol | [97 empty] | Label | Label | [7 empty] | Ranjitha |  |  | 85.71 | 18 | 3
SN245SN | AMCI Medical Imaging | 46-315998P1 |  | GE Healthcare | 46-315998P1 | Cushion | 2.2lb/ft3 Polyethylene Foam Cushion For Cassette Drawer/Tray | [39 empty] | Brand Name |  | Type |  | Size |  | Color |  | Material | Polyethylene Foam | Dimensions |  | For Use With | For Cassette Drawer/Tray | Density | 2.2lb/ft3 | [98 empty] | Cushion | Cushion | [7 empty] | Ranjitha |  |  | 81.82 | 18 | 4
SN249SN | AMCI Medical Imaging | 46-316047P2 |  | GE Healthcare | 46-316047P2 | Cover | Plastic Cover For Hall Effect Sensor PWB Assembly | [39 empty] | Brand Name |  | Type |  | Size |  | Color |  | Material | Plastic | Dimensions |  | For Use With | For Hall Effect Sensor PWB Assembly | [100 empty] | Cover | Cover | [7 empty] | Ranjitha | chk tittle |  | 88.89 | 16 | 2
SN382SN | AMCI Medical Imaging | 46-316198G1 |  | GE Healthcare | 46-316198G1 | Upgrade Kit | Latch Lock Assembly Upgrade Kit | [9 empty] | https://static.wixstatic.com/media/ff843c_da7cf9d5ac764db58de392fa19ff2fd0~mv2.jpg/v1/fill/w_500,h_333,al_c,q_80,usm_0.66_1.00_0.01,enc_avif,quality_auto/ff843c_da7cf9d5ac764db58de392fa19ff2fd0~mv2.jpg | [29 empty] | Brand Name |  | Type | Latch Lock Assembly | Size |  | Color |  | Material |  | Dimensions |  | For Use With | [101 empty] | Upgrade Kit | Latch Lock AssemblyUpgrade Kit |  | https://www.amcimedical.com/product-page/46-316198g1 | [5 empty] | Ranjitha |  |  | 90 | 18 | 2
SN213SN | AMCI Medical Imaging | 46-316783P1 |  | GE Healthcare | 46-316783P1 | Hand Switch | Label Exposure Hand Switch | [39 empty] | Brand Name |  | Type | Label, Exposure | Size |  | Color |  | Material |  | Dimensions |  | For Use With | [101 empty] | Hand Switch | Exposure Hand Switch | Label Hand Switch | [6 empty] | Ranjitha |  |  | 89.47 | 17 | 2
SN396SN | AMCI Medical Imaging | 46-329091P4 |  | GE Healthcare | 46-329091P4 | Cable | #4 Battery Interconnect Cable | [39 empty] | Brand Name |  | Type | #4, Battery Interconnect | Size |  | Color |  | Material |  | Dimensions |  | For Use With | [101 empty] | Cable | Battery InterconnectCable | #4 Cable | [6 empty] | Ranjitha |  |  | 89.47 | 17 | 2
SN266SN | AMCI Medical Imaging | 46-329183P1 |  | GE Healthcare | 46-329183P1 | Label | Batteries Warning Polarity Label | [39 empty] | Brand Name |  | Type | Batteries Warning Polarity | Size |  | Color |  | Material |  | Dimensions |  | For Use With | [101 empty] | Label | Batteries Warning Polarity Label | [7 empty] | Ranjitha |  |  | 88.89 | 16 | 2
SN230SN | AMCI Medical Imaging | 507A935G1 |  | GE Healthcare | 507A935G1 | Wrench | 7in Spanner Wrench | [39 empty] | Brand Name |  | Type | Spanner | Size | 7in | Color |  | Material |  | Dimensions |  | For Use With | [101 empty] | Wrench | SpannerWrench | [7 empty] | Ranjitha |  |  | 89.47 | 17 | 2
SN278SN | AMCI Medical Imaging | 5119876 |  | GE Healthcare | 5119876 | Kit | Kit Includes Display Control Board | [39 empty] | Brand Name |  | Type |  | Size |  | Color |  | Material |  | Dimensions |  | For Use With |  | Includes | Display Control Board | [98 empty] | Kit | Kit | [7 empty] | Ranjitha | chk des |  | 83.33 | 15 | 3
SN276SN | AMCI Medical Imaging | 514A146P1 | 314 Series | GE Healthcare | 514A146P1 | Fuse | 250V 10A Ceramic 3AB Fast-Acting Cartridge Fuse | [39 empty] | Brand Name |  | Type | 3AB Fast-Acting | Size |  | Color |  | Material | Ceramic | Dimensions |  | For Use With |  | Voltage | 250V | Amperage | 10A | [96 empty] | Fuse | 3AB Fast-Acting Fuse | [7 empty] | Ranjitha |  |  | 87.5 | 21 | 3
SN277SN | AMCI Medical Imaging | 514A146P2 | 313 Series | GE Healthcare | 514A146P2 | Fuse | 250V 3A Glass Slow Blow Fuse For Low Voltage Power Supply Box | [39 empty] | Brand Name |  | Type | Slow Blow | Size |  | Color |  | Material | Glass | Dimensions |  | For Use With | For Low Voltage Power Supply Box | Voltage | 250V | Amperage | 3A | [96 empty] | Fuse | Slow BlowFuse | [7 empty] | Ranjitha |  |  | 88 | 22 | 3
SN279SN | AMCI Medical Imaging | 514A146P4 | 312 Series | GE Healthcare | 514A146P4 | Fuse | 250V 3A Glass Fast Acting Fuse | [39 empty] | Brand Name |  | Type | Fast-Acting | Size |  | Color |  | Material | Glass | Dimensions |  | For Use With |  | Voltage | 250V | Amperage | 0.5A | [96 empty] | Fuse | Fast-ActingFuse | [7 empty] | Ranjitha |  |  | 87.5 | 21 | 3
SN352SN | AMCI Medical Imaging | 5151628-N5 |  | GE Healthcare | 5151628-N5 | Assembly | Handle Assembly For Collimator | [39 empty] | Brand Name |  | Type | Handle | Size |  | Color |  | Material |  | Dimensions |  | For Use With | [101 empty] | Assembly | Handle Assembly | [7 empty] | Ranjitha |  |  | 84.21 | 16 | 3
SN281SN | AMCI Medical Imaging | 516A770P608 |  | GE Healthcare | 516A770P608 | Screw | 006-32 x 0.500in L Black Stainless Steel 18-8 Bind Head Machine Screw | [39 empty] | Brand Name |  | Type | Machine | Size |  | Color | Black | Material | Stainless Steel 18-8 | Dimensions |  | For Use With |  | Length | 0.500in | Thread Size | 006-32 | Head Type | Bind | [94 empty] | Screw | MachineScrew | [7 empty] | Ranjitha |  |  | 92.31 | 24 | 2
SN443SN | AMCI Medical Imaging | 5192958-2 |  | GE Healthcare | 5192958-2 | Power Supply | LVLE2 Power Supply | [39 empty] | Brand Name |  | Type | LVLE2 | Size |  | Color |  | Material |  | Dimensions |  | For Use With | [101 empty] | Power Supply | LVLE2Power Supply | [7 empty] | Ranjitha |  |  | 88.89 | 16 | 2
SN282SN | AMCI Medical Imaging | 5291366 |  | GE Healthcare | 5291366 | Label | New Style Film Bin Finger Pinch IEC Symbol Label With English and Spanish Text | [39 empty] | Brand Name |  | Type | New Style Film Bin, Finger Pinch, IEC Symbol | Size |  | Color |  | Material |  | Dimensions |  | For Use With |  | With | With English and Spanish Text | [98 empty] | Label | IEC Symbol Label | New Style Film Bin Label | [6 empty] | Ranjitha |  |  | 90.48 | 19 | 2
SN594SN | AMCI Medical Imaging | 5311985-3 |  | GE Healthcare | 5311985-3 | Power Supply | Mantis Power Supply | [39 empty] | Brand Name |  | Type | Mantis | Size |  | Color |  | Material |  | Dimensions |  | For Use With | [101 empty] | Power Supply | MantisPower Supply | [7 empty] | Ranjitha |  |  | 88.89 | 16 | 2
SN283SN | AMCI Medical Imaging | 5316575 |  | GE Healthcare | 5316575 | Assembly | Lock Latch Assembly With Updated Solenoid Modified Plunger And Sensor Board Current Version | [39 empty] | Brand Name |  | Type | Lock Latch | Size |  | Color |  | Material |  | Dimensions |  | For Use With |  | With | With Updated Solenoid Modified Plunger And Sensor Board Current Version With Extended Leads | [98 empty] | Assembly | Lock Latch Assembly | [7 empty] | Ranjitha |  |  | 90 | 18 | 2
SN269SN | AMCI Medical Imaging | 5316584 |  | GE Healthcare | 5316584 | Solenoid | 110VDC 45W 40° New Push Action REV.6 Solenoid With Diode & Thermal Protection | [39 empty] | Brand Name |  | Type | Thermal Sensor Equipped, New Push Action REV.6 | Size |  | Color |  | Material |  | Dimensions |  | For Use With |  | Voltage | 110VDC | Wattage | 45W | Angle | 40° | With | With Diode & Thermal Protection | [92 empty] | Solenoid | New Push Action REV.6 Solenoid | Thermal Sensor Equipped Solenoid | [6 empty] | Ranjitha |  |  | 92.59 | 25 | 2
SN408SN | AMCI Medical Imaging | 5350018 |  | GE Healthcare | 5350018 | Circuit Board | Surface-Mount Technology Drive Control PCB Circuit Board | [9 empty] | https://static.wixstatic.com/media/ff843c_59ae0307f61a4cf3a9b257f091cff1c7~mv2.jpg/v1/fill/w_500,h_375,al_c,q_80,usm_0.66_1.00_0.01,enc_avif,quality_auto/ff843c_59ae0307f61a4cf3a9b257f091cff1c7~mv2.jpg | [29 empty] | Brand Name |  | Type | Surface-Mount Technology, Drive Control PCB | Size |  | Color |  | Material |  | Dimensions |  | For Use With |  | Standards | Rohs Compliance | [98 empty] | Circuit Board | Drive Control PCBCircuit Board | Surface-Mount Technology Circuit Board | https://www.amcimedical.com/product-page/5350018 | [5 empty] | Ranjitha |  |  | 91.3 | 21 | 2
SN407SN | AMCI Medical Imaging | 5350020 |  | GE Healthcare | 5350020 | Circuit Board | Rotor Control PCB Circuit Board | [9 empty] | https://static.wixstatic.com/media/ff843c_6919c35fbb944099bc6bf848ec9e4178~mv2.jpg/v1/fill/w_500,h_667,al_c,lg_1,q_80,enc_avif,quality_auto/ff843c_6919c35fbb944099bc6bf848ec9e4178~mv2.jpg | [29 empty] | Brand Name |  | Type | Rotor Control PCB | Size |  | Color |  | Material |  | Dimensions |  | For Use With | [101 empty] | Circuit Board | Rotor Control PCB Circuit Board |  | https://www.amcimedical.com/product-page/5350020 | [5 empty] | Ranjitha |  |  | 90 | 18 | 2
SN397SN | AMCI Medical Imaging | 5350022 |  | GE Healthcare | 5350022 | CPU Board | CPU Board For Surface-Mount Technology | [9 empty] | https://static.wixstatic.com/media/ff843c_7cb7bd9de437426a8a56d58688d317e0~mv2.jpg/v1/fill/w_500,h_375,al_c,q_80,usm_0.66_1.00_0.01,enc_avif,quality_auto/ff843c_7cb7bd9de437426a8a56d58688d317e0~mv2.jpg | [29 empty] | Brand Name |  | Type |  | Size |  | Color |  | Material |  | Dimensions |  | For Use With | For Surface-Mount Technology | [100 empty] | CPU Board | CPU Board |  | https://www.amcimedical.com/product-page/5350022 | [5 empty] | Ranjitha |  |  | 80 | 16 | 4
SN398SN | AMCI Medical Imaging | 5390750 |  | GE Healthcare | 5390750 | Solenoid | Xramx REV.5 Solenoid | [39 empty] | Brand Name |  | Type | Xramx REV.5 | Size |  | Color |  | Material |  | Dimensions |  | For Use With | [101 empty] | Solenoid | Xramx REV.5 Solenoid | [7 empty] | Ranjitha | check title |  | 70 | 14 | 6
SN469SN | AMCI Medical Imaging | 5391517 |  | GE Healthcare | 5391517 | Assembly | Right Inner Cover Assembly | [39 empty] | Brand Name |  | Type | Right, Inner Cover | Size |  | Color |  | Material |  | Dimensions |  | For Use With | [101 empty] | Assembly | Inner CoverAssembly | Right Assembly | [6 empty] | Ranjitha |  |  | 89.47 | 17 | 2
SN641SN | AMCI Medical Imaging | 5396381 |  | GE Healthcare | 5396381 | Adapter | Rohs-Handle Adapter | [39 empty] | Brand Name |  | Type | Rohs-Handle | Size |  | Color |  | Material |  | Dimensions |  | For Use With | [101 empty] | Adapter | Rohs-HandleAdapter | [7 empty] | Ranjitha |  |  | 88.89 | 16 | 2
SN487SN | AMCI Medical Imaging | 5397015 |  | GE Healthcare | 5397015 | Assembly | Tape Assembly For Structural Inspection Data System | [39 empty] | Brand Name |  | Type | Tape | Size |  | Color |  | Material |  | Dimensions |  | For Use With | For Structural Inspection Data System | [100 empty] | Assembly | TapeAssembly | [7 empty] | Ranjitha |  |  | 89.47 | 17 | 2
SN597SN | AMCI Medical Imaging | 5436002 |  | GE Healthcare | 5436002 | Interface Board | Universal Docking Interface Board For Rad Power Bikes | [39 empty] | Brand Name |  | Type | Universal, Docking | Size |  | Color |  | Material |  | Dimensions |  | For Use With | For Rad Power Bikes | [100 empty] | Interface Board | Docking Interface Board | Universal Interface Board | [6 empty] | Ranjitha |  |  | 90 | 18 | 2
SN638SN | AMCI Medical Imaging | 5453234 |  | GE Healthcare | 5453234 | Cover | Cable Cover For Optima 220 X-Ray Machines | [39 empty] | Brand Name |  | Type | Cable | Size |  | Color |  | Material |  | Dimensions | For Optima 220 X-Ray Machines | For Use With |  | With | With Zippers | [98 empty] | Cover | Cable Cover | [7 empty] | Ranjitha |  |  | 86.36 | 19 | 3
SN520SN | AMCI Medical Imaging | 5454666 |  | GE Healthcare | 5454666 | Assembly | Charging Connector Assembly | [39 empty] | Brand Name |  | Type | Charging Connector | Size |  | Color |  | Material |  | Dimensions |  | For Use With | [101 empty] | Assembly | Charging Connector Assembly | [7 empty] | Ranjitha |  |  | 88.89 | 16 | 2
SN620SN | AMCI Medical Imaging | 5479333 |  | GE Healthcare | 5479333 | Brake | Brake | [39 empty] | Brand Name |  | Type |  | Size |  | Color |  | Material |  | Dimensions |  | For Use With | [101 empty] | Brake | Brake | [7 empty] | Ranjitha |  |  | 82.35 | 14 | 3
SN489SN | AMCI Medical Imaging | 5504000-2 |  | GE Healthcare | 5504000-2 | Assembly | Drive Handle Assembly With Improvements | [39 empty] | Brand Name |  | Type | Drive Handle | Size |  | Color |  | Material |  | Dimensions |  | For Use With |  | With | With Improvements | [98 empty] | Assembly | Drive Handle Assembly | [7 empty] | Ranjitha |  |  | 90 | 18 | 2
SN567SN | AMCI Medical Imaging | 5542845 |  | GE Healthcare | 5542845 | Kit | Handle Cover Kit | [39 empty] | Brand Name |  | Type | Handle Cover | Size |  | Color |  | Material |  | Dimensions |  | For Use With | [101 empty] | Kit | Handle CoverKit | [7 empty] | Ranjitha |  |  | 88.89 | 16 | 2
SN559SN | AMCI Medical Imaging | 55550043 |  | GE Healthcare | 55550043 | Assembly | Digital Bin Assembly | [39 empty] | Brand Name |  | Type | Digital Bin | Size |  | Color |  | Material |  | Dimensions |  | For Use With | [101 empty] | Assembly | Digital Bin Assembly | [7 empty] | Ranjitha |  |  | 88.89 | 16 | 2
SN483SN | AMCI Medical Imaging | 5557023 |  | GE Healthcare | 5557023 | Assembly | Cricket To Breaker Cable Assembly | [39 empty] | Brand Name |  | Type | Cricket To Breaker, Cable | Size |  | Color |  | Material |  | Dimensions |  | For Use With | [101 empty] | Assembly | CableAssembly | Cricket To Breaker Assembly | [6 empty] | Ranjitha |  |  | 89.47 | 17 | 2
SN631SN | AMCI Medical Imaging | 5557054 |  | GE Healthcare | 5557054 | Assembly | Piece To Ultra Wideband Antenna Cable Assembly | [39 empty] | Brand Name |  | Type | Piece To Ultra Wideband Antenna, Cable | Size |  | Color |  | Material |  | Dimensions |  | For Use With |  |  |  |  | PIECE TOin | [96 empty] | Assembly | CableAssembly | Piece To Ultra Wideband Antenna Assembly | [6 empty] | Ranjitha |  |  | 90 | 18 | 2
SN509SN | AMCI Medical Imaging | 5770733 |  | GE Healthcare | 5770733 | Battery Pack | Battery Pack | [39 empty] | Brand Name |  | Type |  | Size |  | Color |  | Material |  | Dimensions |  | For Use With | [101 empty] | Battery Pack | Battery Pack | [7 empty] | Ranjitha |  |  | 82.35 | 14 | 3
SN280SN | AMCI Medical Imaging | 657590 |  | GE Healthcare | 657590 | Paint Spray | 12oz Gems #4 Light Gray Acrylic Lacquer Touch Up Paint Spray | [39 empty] | Brand Name |  | Type | Acrylic Lacquer, Touch Up | Size |  | Color | Light Gray | Material |  | Dimensions |  | For Use With |  | Capacity | 12oz | Color Code | Gems #4 | Packaging Type | Aresol Can | [94 empty] | Paint Spray | Touch UpPaint Spray | Acrylic Lacquer Paint Spray | [6 empty] | Ranjitha |  |  | 92.31 | 24 | 2
SN284SN | AMCI Medical Imaging | 659268 |  | GE Healthcare | 659268 | Paint Spray | 12oz Gems #1 Arcrylic Lacquer Touch Up Paint Spray | [39 empty] | Brand Name |  | Type | Acrylic Lacquer, Touch Up | Size |  | Color |  | Material |  | Dimensions |  | For Use With |  | Capacity | 12oz | Color Code | Gems #1 | Packaging Type | Aresol Can | [94 empty] | Paint Spray | Touch UpPaint Spray | Acrylic Lacquer Paint Spray | [6 empty] | Ranjitha |  |  | 92 | 23 | 2

## Delivered
SoftNis ID | Vendor Name | Vendor Part Number | Model | Manufacturer Name | Manufacturer Part Number | Product Type | eCommerce Title (Mfr Name + Series/Model + 1 or 2 Tech Data + Modifer with Noun) | Long Description | Product Overview | Warranty | Prop 65 | Model Fitment | Weight | Width | Height | Depth | Product Photo filename 1 | Product Photo filename 2 | Product Photo filename 3 | Product Photo filename 4 | Product Photo filename 5 | Product Photo filename 6 | Product Photo filename 7 | Product Photo filename 8 | Product Photo filename 9 | Product Photo filename 10 | Document filename 1 | Document filename 2 | Document filename 3 | Document filename 4 | Document filename 5 | Document filename 6 | Document filename 7 | Feature1 | Feature2 | Feature3 | Feature4 | Feature5 | Feature6 | Feature7 | Feature8 | Feature9 | Feature10 | Feature11 | Feature12 | Feature13 | Technical Specification 1 Name | Technical Specification 1 Value | Technical Specification 2 Name | Technical Specification 2 Value | Technical Specification 3 Name | Technical Specification 3 Value | Technical Specification 4 Name | Technical Specification 4 Value | Technical Specification 5 Name | Technical Specification 5 Value | Technical Specification 6 Name | Technical Specification 6 Value | Technical Specification 7 Name | Technical Specification 7 Value | Technical Specification 8 Name | Technical Specification 8 Value | Technical Specification 9 Name | Technical Specification 9 Value | Technical Specification 10 Name | Technical Specification 10 Value | Technical Specification 11 Name | Technical Specification 11 Value | Technical Specification 12 Name | Technical Specification 12 Value | Technical Specification 13 Name | Technical Specification 13 Value | Technical Specification 14 Name | Technical Specification 14 Value | Technical Specification 15 Name | Technical Specification 15 Value | Technical Specification 16 Name | Technical Specification 16 Value | Technical Specification 17 Name | Technical Specification 17 Value | Technical Specification 18 Name | Technical Specification 18 Value | Technical Specification 19 Name | Technical Specification 19 Value | Technical Specification 20 Name | Technical Specification 20 Value | Technical Specification 21 Name | Technical Specification 21 Value | Technical Specification 22 Name | Technical Specification 22 Value | Technical Specification 23 Name | Technical Specification 23 Value | Technical Specification 24 Name | Technical Specification 24 Value | Technical Specification 25 Name | Technical Specification 25 Value | Technical Specification 26 Name | Technical Specification 26 Value | Technical Specification 27 Name | Technical Specification 27 Value | Technical Specification 28 Name | Technical Specification 28 Value | Technical Specification 29 Name | Technical Specification 29 Value | Technical Specification 30 Name | Technical Specification 30 Value | Technical Specification 31 Name | Technical Specification 31 Value | Technical Specification 32 Name | Technical Specification 32 Value | Technical Specification 33 Name | Technical Specification 33 Value | Technical Specification 34 Name | Technical Specification 34 Value | Technical Specification 35 Name | Technical Specification 35 Value | Technical Specification 36 Name | Technical Specification 36 Value | Technical Specification 37 Name | Technical Specification 37 Value | Technical Specification 38 Name | Technical Specification 38 Value | Technical Specification 39 Name | Technical Specification 39 Value | Technical Specification 40 Name | Technical Specification 40 Value | Technical Specification 41 Name | Technical Specification 41 Value | Technical Specification 42 Name | Technical Specification 42 Value | Technical Specification 43 Name | Technical Specification 43 Value | Technical Specification 44 Name | Technical Specification 44 Value | Technical Specification 45 Name | Technical Specification 45 Value | Technical Specification 46 Name | Technical Specification 46 Value | Technical Specification 47 Name | Technical Specification 47 Value | Technical Specification 48 Name | Technical Specification 48 Value | Technical Specification 49 Name | Technical Specification 49 Value | Technical Specification 50 Name | Technical Specification 50 Value | Technical Specification 51 Name | Technical Specification 51 Value | Technical Specification 52 Name | Technical Specification 52 Value | Technical Specification 53 Name | Technical Specification 53 Value | Technical Specification 54 Name | Technical Specification 54 Value | Technical Specification 55 Name | Technical Specification 55 Value | Technical Specification 56 Name | Technical Specification 56 Value | Shipping Weight | Packaging | Keyword 1 | Keyword 2 | Keyword 3 | Manufacturer URL | Reference URL 1 | Reference URL 2 | Reference URL 3 | Reference URL 4 | SoftNis Comments | User Name | Comments | Status
SN63SN | AMCI Medical Imaging | 46-208560P10 |  | GE Healthcare | 46-208560P10 | Screw | 10-32 x 1.25in L Steel Round Flat Bind Head Machine Screw | [9 empty] | https://static.wixstatic.com/media/ff843c_35f20c41ac0f4860bdd6045ffb39bc15~mv2.jpg/v1/fill/w_500,h_667,al_c,lg_1,q_80,enc_avif,quality_auto/ff843c_35f20c41ac0f4860bdd6045ffb39bc15~mv2.jpg | [29 empty] | Brand Name |  | Type | Round, Machine | Size |  | Color |  | Material | Steel | Dimensions |  | For Use With |  | Length | 1.25in | Thread Size | 10-32 | Head Type | Flat Bind | Finish | F70B5A | [92 empty] | Machine Screw | Round Flat Head Screw | Round Flat Head Machine Screw | https://www.amcimedical.com/product-page/46-208560p10 | [5 empty] | Ashok | Found | ok
SN387SN | AMCI Medical Imaging | 46-208560P23 |  | GE Healthcare | 46-208560P23 | Screw | 004-40 x 0.25in L Steel Bind Head Machine Screw | [39 empty] | Brand Name |  | Type | Machine | Size |  | Color |  | Material | Steel | Dimensions |  | For Use With |  | Length | 0.25in | Thread Size | 004-40 | Head Type | Bind | Finish | F70B5A | [92 empty] | Machine Screw | Bind Head Machine Screw | [7 empty] | Ashok | Not Found | ok
SN388SN | AMCI Medical Imaging | 46-208560P59 |  | GE Healthcare | 46-208560P59 | Screw | 1002-56 x 0.625in L Steel Bind Head Machine Screw | [39 empty] | Brand Name |  | Type | Machine | Size |  | Color |  | Material | Steel | Dimensions |  | For Use With |  | Length | 0.625in | Thread Size | 1002-56 | Head Type | Bind | Finish | F70B5A | [92 empty] | Machine Screw | Bind Head Machine Screw | [7 empty] | Ashok | Not Found | ok
SN91SN | AMCI Medical Imaging | 46-208562P1 |  | GE Healthcare | 46-208562P1 | Screw | 10-32 x 0.5in L Hexagonal Socket Flat Head Cap Screw | [39 empty] | Brand Name |  | Type |  | Size |  | Color |  | Material |  | Dimensions |  | For Use With |  | Length | 0.5in | Thread Size | 10-32 | Head Type | Hexagonal Socket Flat Cap | [94 empty] | Cap Screw | Flat Head Cap Screw | Hexagonal Socket Flat Head Cap Screw | [6 empty] | Ashok | Not Found | ok
SN107SN | AMCI Medical Imaging | 46-208562P3 |  | GE Healthcare | 46-208562P3 | Screw | 00010-32 x 0.750in L Silver Hexagonal Socket Flat Head Cap Screw | [39 empty] | Brand Name |  | Type |  | Size |  | Color | Silver | Material |  | Dimensions |  | For Use With |  | Length | 0.750in | Thread Size | 00010-32 | Head Type | Hexagonal Socket Flat Cap | [94 empty] | Cap Screw | Flat Head Cap Screw | Hexagonal Socket Flat Head Cap Screw | [6 empty] | Ashok | Not Found | ok
SN114SN | AMCI Medical Imaging | 46-208562P37 |  | GE Healthcare | 46-208562P37 | Screw | 6-32 x 0.375in L Cover Attachment Hexagonal Socket Flat Head Screw | [39 empty] | Brand Name |  | Type | Cover Attachment | Size |  | Color |  | Material |  | Dimensions |  | For Use With |  | Length | 0.375in | Thread Size | 6-32 | Head Type | Hexagonal Socket Flat | [94 empty] | Flat Head Screw | Hexagonal Socket Flat Head Screw | [7 empty] | Ashok | Not Found | ok
SN122SN | AMCI Medical Imaging | 46-208562P47 |  | GE Healthcare | 46-208562P47 | Screw | 001/4-20 x 0.500in L Hexagonal Socket Flat Head Cap Screw | [39 empty] | Brand Name |  | Type |  | Size |  | Color |  | Material |  | Dimensions |  | For Use With |  | Length | 0.500in | Thread Size | 001/4-20 | Head Type | Hexagonal Socket Flat Cap | [94 empty] | Flat Head Screw | Hexagonal Socket Flat Head Screw | [7 empty] | Ashok | Not Found | ok
SN427SN | AMCI Medical Imaging | 46-208562P7 |  | GE Healthcare | 46-208562P7 | Screw | Screw | [39 empty] | Brand Name |  | Type |  | Size |  | Color |  | Material |  | Dimensions |  | For Use With | [101 empty] | Screw | [8 empty] | Ashok | Not Found | ok
SN51SN | AMCI Medical Imaging | 46-208568P20 |  | GE Healthcare | 46-208568P20 | Capacitor | 35µF 370VAC 50/60Hz New Type Long Can Capacitor | [39 empty] | Brand Name |  | Type | New Type Long Can | Size |  | Color |  | Material |  | Dimensions |  | For Use With |  | Voltage | 370VAC | Frequency | 50/60Hz | Capacitance | 35µF | Tolerance | +/-10% | [92 empty] | Long Can Capacitor | New Type Long Can Capacitor | [7 empty] | Ashok | Not Found | ok
SN71SN | AMCI Medical Imaging | 46-208580P16 |  | GE Healthcare | 46-208580P16 | Cam Follower | 0.625 dia x 0.406in W Roller Cam Follower | [39 empty] | Brand Name |  | Type |  | Size |  | Color |  | Material |  | Dimensions |  | For Use With |  | Roller Dimensions | 0.625 Dia x 0.406in W Roller | [98 empty] | Cam Follower | [8 empty] | Ashok | Not Found | ok
SN410SN | AMCI Medical Imaging | 46-208695P81 |  | GE Healthcare | 46-208695P81 | Bushing | Bushing For Circuit Boards | [9 empty] | https://static.wixstatic.com/media/ff843c_466aaf1fb19045b8a39b8be165493e02~mv2.jpg/v1/fill/w_500,h_332,al_c,q_80,usm_0.66_1.00_0.01,enc_avif,quality_auto/ff843c_466aaf1fb19045b8a39b8be165493e02~mv2.jpg | [29 empty] | Brand Name |  | Type |  | Size |  | Color |  | Material |  | Dimensions |  | For Use With | For Circuit Boards | [100 empty] | Bushing | Circuit Boards Bushing |  | https://www.amcimedical.com/product-page/46-208695p81 | [5 empty] | Ashok | Found | ok
SN126SN | AMCI Medical Imaging | 46-208697P25 |  | GE Healthcare | 46-208697P25 | Bushing | Black Current Bushing For 0.50in Hole | [39 empty] | Brand Name |  | Type | Current | Size |  | Color |  | Material | Black | Dimensions |  | For Use With | For 0.50in Hole | [100 empty] | Bushing | Current Bushing | [7 empty] | Ashok | Not Found | ok
SN43SN | AMCI Medical Imaging | 46-208697P61 |  | GE Healthcare | 46-208697P61 | Bushing | Black Heyco Bushing | [39 empty] | Brand Name |  | Type |  | Size |  | Color | Black | Material | Heyco | Dimensions |  | For Use With | [101 empty] | Bushing | Heyco Bushing | [7 empty] | Ashok | Not Found | ok
SN49SN | AMCI Medical Imaging | 46-208713P2 |  | GE Healthcare | 46-208713P2 | Clamp | 0.188in OD Natural Clamp For Horizontal Arm Cable | [39 empty] | Brand Name |  | Type |  | Size |  | Color | Natural | Material |  | Dimensions |  | For Use With | For Horizontal Arm Cable | Outer Diameter | 0.188in | [98 empty] | Clamp | Arm Cable Clamp | [7 empty] | Ashok | Not Found | ok
SN68SN | AMCI Medical Imaging | 46-208735P60 |  | GE Healthcare | 46-208735P60 | Spring Pin | 0.187in dia Old Type Press Fit Spring Pin | [39 empty] | Brand Name |  | Type | Old Type | Size |  | Color |  | Material |  | Dimensions |  | For Use With |  | Diameter | 0.187in | Connection Type | Press Fit | [96 empty] | Spring Pin | Old Type Spring Pin | Press Fit Spring Pin | [6 empty] | Ashok | Not Found | ok
SN83SN | AMCI Medical Imaging | 46-208735P89 |  | GE Healthcare | 46-208735P89 | Spring Pin | 0.187in dia New Type Spring Pin | [39 empty] | Brand Name |  | Type | New Type | Size |  | Color |  | Material |  | Dimensions |  | For Use With |  | Diameter | 0.187in | [98 empty] | Spring Pin | New Type Spring Pin | [7 empty] | Ashok | Not Found | ok
SN88SN | AMCI Medical Imaging | 46-208758P1 |  | GE Healthcare | 46-208758P1 | Cable Tie | 4in Miniature Cable Tie | [39 empty] | Brand Name |  | Type | Miniature | Size | 4in | Color |  | Material |  | Dimensions | 3.62in x 0.094in | For Use With | [101 empty] | Cable Tie | Miniature Cable Tie | [7 empty] | Ashok | Not Found | ok
SN102SN | AMCI Medical Imaging | 46-208758P2 |  | GE Healthcare | 46-208758P2 | Cable Ties | 5.5in L Intermediate Cable Tie | [39 empty] | Brand Name |  | Type | Intermediate | Size |  | Color |  | Material |  | Dimensions |  | For Use With |  | Length | 5.5in | [98 empty] | Cable Ties | [8 empty] | Ashok | Not Found | ok
SN350SN | AMCI Medical Imaging | 46-208758P4 |  | GE Healthcare | 46-208758P4 | Cable Ties | 11in L Cable Ties | [39 empty] | Brand Name |  | Type |  | Size |  | Color |  | Material |  | Dimensions |  | For Use With |  | Length | 11in | [97 empty] | 30/Bag | Cable Ties | [8 empty] | Ashok | Not Found | ok
SN112SN | AMCI Medical Imaging | 46-208758P5 |  | GE Healthcare | 46-208758P5 | Cable Tie | 14.5in L Heavy Duty Cable Tie For HV Cables | [39 empty] | Brand Name |  | Type | Heavy Duty | Size |  | Color |  | Material |  | Dimensions |  | For Use With | For HV Cables | Length | 14.5in | [98 empty] | Cable Tie | Heavy Duty Cable Tie | HV Cables Tie | [6 empty] | Ashok | Not Found | 2801195
SN45SN | AMCI Medical Imaging | 46-208908P20 |  | GE Healthcare | 46-208908P20 | Slotted Flat Head | 6-32 x 1/2in Silver 82° Slotted Flat Head Screw For Metal Short Metal Stiffener | [39 empty] | Brand Name |  | Type | Slotted 82° Flat Head | Size |  | Color |  | Material |  | Dimensions |  | For Use With | For Metal Short Metal Stiffener | Length | 1/2in | Thread Size | 6-32 | [96 empty] | Flat Head Screw | Slotted Flat Head Screw | [7 empty] | Ashok | Not Found | ok
SN90SN | AMCI Medical Imaging | 46-220179P11 |  | GE Healthcare | 46-220179P11 | Ring | Retaining Ring | [39 empty] | Brand Name |  | Type | Retaining | Size |  | Color |  | Material |  | Dimensions |  | For Use With | [101 empty] | Retaining Ring | [8 empty] | Ashok | Not Found | ok
SN100SN | AMCI Medical Imaging | 46-220179P31 |  | GE Healthcare | 46-220179P31 | Ring | Retaining Ring | [39 empty] | Brand Name |  | Type | Retaining | Size |  | Color |  | Material |  | Dimensions |  | For Use With | [101 empty] | Retaining Ring | [8 empty] | Ashok | Not Found | ok
SN110SN | AMCI Medical Imaging | 46-220187P4 |  | GE Healthcare | 46-220187P4 | Rivet | 0.125 dia x 0.275in L Dome Head Rivet For Hole Size Between 0.126in to 0.130in | [9 empty] | https://static.wixstatic.com/media/ff843c_2f59c99029244ab08b032270f1bc26f0~mv2.jpg/v1/fill/w_500,h_333,al_c,lg_1,q_80,enc_avif,quality_auto/ff843c_2f59c99029244ab08b032270f1bc26f0~mv2.jpg | [29 empty] | Brand Name |  | Type | Dome Head | Size |  | Color |  | Material |  | Dimensions |  | For Use With | For Hole Size Between 0.126in to 0.130in | Length | 0.275in | Diameter | 0.125in | [96 empty] | Head Rivet | Dome Head Rivet |  | https://www.amcimedical.com/product-page/46-220187p4 | [5 empty] | Ashok | Found | ok
SN117SN | AMCI Medical Imaging | 46-220189P3 |  | GE Healthcare | 46-220189P3 | Receiver | 0.135in Hole dia 0.685in Center-to-Center Stud Receiver | [9 empty] | https://static.wixstatic.com/media/ff843c_f17af7dd8914418ba35b28fe53dfcf56~mv2.jpg/v1/fill/w_500,h_333,al_c,lg_1,q_80,enc_avif,quality_auto/ff843c_f17af7dd8914418ba35b28fe53dfcf56~mv2.jpg | [29 empty] | Brand Name |  | Type | Stud | Size |  | Color |  | Material |  | Dimensions |  | For Use With |  | Center to Center Distance | 0.685in | Hole Diameter | 0.135in | [96 empty] | Receiver | Stud Receiver |  | https://www.amcimedical.com/product-page/46-220189p3 | [5 empty] | Ashok | Found | ok
SN125SN | AMCI Medical Imaging | 46-220244P1 |  | GE Healthcare | 46-220244P1 | Paint | 12oz Charcoal Gray Touch Up Lacquer Paint | [39 empty] | Brand Name |  | Type | Touch Up | Size |  | Color | Charcoal Gray | Material |  | Dimensions |  | For Use With |  | Capacity | 12oz | [98 empty] | Lacquer Paint | Touch Up Lacquer Paint | [7 empty] | Ashok | Not Found | ok
SN132SN | AMCI Medical Imaging | 46-220261P1 |  | GE Healthcare | 46-220261P1 | Plug | 3-Conductor Hospital Grade Electrical Plug For Cord Reels | [39 empty] | Brand Name |  | Type | Hospital Grade Electrical | Size |  | Color |  | Material |  | Dimensions |  | For Use With | For Cord Reels | Number of Conductors | 3 | [98 empty] | Electrical Plug | Hospital Grade Electrical Plug | 3-Conductor Electrical Plug | [6 empty] | Ashok | Not Found | ok
SN50SN | AMCI Medical Imaging | 46-220295P10 |  | GE Healthcare | 46-220295P10 | Resistor | +/-5% 10Ohms Resistor | [39 empty] | Brand Name |  | Type |  | Size |  | Color |  | Material |  | Dimensions |  | For Use With |  | Resistance Value | 10Ohms | Tolerance | +/-5% | [96 empty] | Resistor | [8 empty] | Ashok | Not Found | ok
SN80SN | AMCI Medical Imaging | 46-220312P1 |  | GE Healthcare | 46-220312P1 | Adhesive | Adhesive For Rubber Extrusion Trim (Column Surfaces) | [39 empty] | Brand Name |  | Type |  | Size |  | Color |  | Material |  | Dimensions |  | For Use With | For Rubber Extrusion Trim (Column Surfaces) | [100 empty] | Adhesive | Rubber Extrusion Trim Adhesive | [7 empty] | Ashok | Not Found | ok
SN94SN | AMCI Medical Imaging | 46-220360P5 |  | GE Healthcare | 46-220360P5 | Clamp | Plastic Cable Clamp For Collimator 3/8in Cable | [39 empty] | Brand Name |  | Type | Cable | Size |  | Color |  | Material | Plastic | Dimensions |  | For Use With | For Collimator 3/8in Cable | [100 empty] | Cable Clamp | Collimator Cable Clamp | [7 empty] | Ashok | Not Found | ok
SN115SN | AMCI Medical Imaging | 46-220432P11 |  | GE Healthcare | 46-220432P11 | Spacer | Round Unthreaded Spacer | [39 empty] | Brand Name |  | Type | Round, Unthreaded | Size |  | Color |  | Material |  | Dimensions |  | For Use With | [101 empty] | Spacer | Unthreaded Spacer | Round Spacer | [6 empty] | Ashok | Not Found | ok
SN123SN | AMCI Medical Imaging | 46-221305P5 |  | GE Healthcare | 46-221305P5 | Power Relay | 24VDC 20A Non-Inductive Heavy Duty Power Relay For Drive Electronics Module Assembly | [39 empty] | Brand Name |  | Type | Non-Inductive Heavy Duty | Size |  | Color |  | Material |  | Dimensions |  | For Use With | For Drive Electronics Module Assembly | Voltage | 24VDC | Amperage | 20A | [96 empty] | Power Relay | Heavy Duty Power Relay | Non-Inductive Power Relay | [6 empty] | Ashok | Not Found | ok
SN129SN | AMCI Medical Imaging | 46-221850P3 |  | GE Healthcare | 46-221850P3 | Screw | Hinge Screw | [39 empty] | Brand Name |  | Type | Hinge | Size |  | Color |  | Material |  | Dimensions |  | For Use With | [101 empty] | Screw | Hinge Screw | [7 empty] | Ashok | Not Found | ok
SN56SN | AMCI Medical Imaging | 46-221914P4 | Series 24 | GE Healthcare | 46-221914P4 | Assembly | Series 24 125V 1/3W Green Power Indicator Neon Lamp Assembly | [39 empty] | Brand Name |  | Type | Power Indicator Lamp | Size |  | Color | Green | Material |  | Dimensions |  | For Use With |  | Voltage | 125V | Lamp Type | Neon | Wattage | 1/3W | [94 empty] | Lamp Assembly | Neon Lamp Assembly | Power Indicator Lamp Assembly | [6 empty] | Ashok | Not Found | ok
SN64SN | AMCI Medical Imaging | 46-230145P4 |  | GE Healthcare | 46-230145P4 | Stud | Tinnerman Ball Stud | [39 empty] | Brand Name |  | Type | Tinnerman Ball | Size |  | Color |  | Material |  | Dimensions |  | For Use With | [101 empty] | Ball Stud | Tinnerman Ball Stud | [7 empty] | Ashok | Not Found | ok
SN82SN | AMCI Medical Imaging | 46-230518P1 |  | GE Healthcare | 46-230518P1 | Relay | 24VDC Relay For Rotor Control (K37, K39, K121) and Battery Charger PCB (K150) | [39 empty] | Brand Name |  | Type |  | Size |  | Color |  | Material |  | Dimensions |  | For Use With | For Rotor Control (K37, K39, K121) and Battery Charger PCB (K150) | Voltage | 24VDC | [98 empty] | Relay | Rotor Control Relay | Battery Charger PCB Relay | [6 empty] | Ashok | Not Found | ok
SN105SN | AMCI Medical Imaging | 46-232834G1 |  | GE Healthcare | 46-232834G1 | PCB | Drive Control PCB | [39 empty] | Brand Name |  | Type | Drive Control | Size |  | Color |  | Material |  | Dimensions |  | For Use With | [101 empty] | Control PCB | Drive Control PCB | [7 empty] | Ashok | Not Found | ok
SN128SN | AMCI Medical Imaging | 46-239720P2 |  | GE Healthcare | 46-239720P2 | Label | Black Focal Spot (Mist Gray) Label | [39 empty] | Brand Name |  | Type |  | Size |  | Color |  | Material |  | Dimensions |  | For Use With |  | Label Text | Black Focal Spot | Text Color | Black | Background Color | Mist Gray | [94 empty] | Label | Black Focal Spot Label | [7 empty] | Ashok | Not Found | ok
SN52SN | AMCI Medical Imaging | 46-239865P1 |  | GE Healthcare | 46-239865P1 | Label/Marking | Silver Canadian Electrical Code Label/Marking | [39 empty] | Brand Name |  | Type | Canadian Electrical Code | Size |  | Color | Silver | Material |  | Dimensions |  | For Use With |  | Certification | CSA | [98 empty] | Label/Marking | Canadian Electrical Code Label/Marking | [7 empty] | Ashok | Not Found | ok
SN130SN | AMCI Medical Imaging | 46-250131P2 |  | GE Healthcare | 46-250131P2 | Tape | Measure Tape | [39 empty] | Brand Name |  | Type | Measure | Size |  | Color |  | Material |  | Dimensions |  | For Use With | [101 empty] | Measure Tape | [8 empty] | Ashok | Not Found | ok
SN95SN | AMCI Medical Imaging | 46-250207P11 |  | GE Healthcare | 46-250207P11 | Plate | Cross Hair Plate For GE-18-17, #1117 | [39 empty] | Brand Name |  | Type | Cross Hair | Size |  | Color |  | Material |  | Dimensions |  | For Use With | For GE-18-17, #1117 | [100 empty] | Plate | Cross Hair Plate | [7 empty] | Ashok | Not Found | for use with
SN109SN | AMCI Medical Imaging | 46-250207P13 |  | GE Healthcare | 46-250207P13 | Cover | Cover For #1043/7003 M-18-Sp-01 Tape Scale | [39 empty] | Brand Name |  | Type |  | Size |  | Color |  | Material |  | Dimensions |  | For Use With | For #1043/7003 M-18-Sp-01 Tape Scale | [100 empty] | Tape Scale Cover | [8 empty] | Ashok | Not Found | for use with
SN116SN | AMCI Medical Imaging | 46-250207P16 |  | GE Healthcare | 46-250207P16 | Spring | Stopper Spring For GE-18-CD-SP, #1105 Detent | [39 empty] | Brand Name |  | Type | Stopper | Size |  | Color |  | Material |  | Dimensions |  | For Use With | For GE-18-CD-SP, #1105 Detent | [100 empty] | Stopper Spring | Detent Stopper Spring | [7 empty] | Ashok | Not Found | for use with
SN118SN | AMCI Medical Imaging | 46-250207P21 |  | GE Healthcare | 46-250207P21 | Knob | Stopper Knob For DC-18-CD-03-S, #1106 Assembly | [39 empty] | Brand Name |  | Type | Stopper | Size |  | Color |  | Material |  | Dimensions |  | For Use With | For DC-18-CD-03-S, #1106 Assembly | [100 empty] | Stopper Knob | [8 empty] | Ashok | Not Found | for use with
SN148SN | AMCI Medical Imaging | 46-250207P37 |  | GE Healthcare | 46-250207P37 | Knob | Black Adjust Knob For MS-18-KN-02, #1128/7006 Assembly | [39 empty] | Brand Name |  | Type | Adjust | Size |  | Color | Black | Material |  | Dimensions |  | For Use With | For MS-18-KN-02, #1128/7006 Assembly | [100 empty] | Adjust Knob | [8 empty] | Ashok | Not Found | for use with
SN154SN | AMCI Medical Imaging | 46-250207P38 |  | GE Healthcare | 46-250207P38 | Holder | Pointer Holder For GE-18-35, #1122 | [39 empty] | Brand Name |  | Type | Pointer | Size |  | Color |  | Material |  | Dimensions |  | For Use With | For GE-18-35, #1122 | [100 empty] | Pointer Holder | [8 empty] | Ashok | Not Found | for use with
SN173SN | AMCI Medical Imaging | 46-250207P41 |  | GE Healthcare | 46-250207P41 | Screw | 22mm L M3.0 x 0.5 Black Flat Head Screw For Left and Right Handle Covers | [39 empty] | Brand Name |  | Type | Flat Head | Size |  | Color | Black | Material |  | Dimensions |  | For Use With | For Left and Right Handle Covers | Length | 22mm | Thread Size | M3.0 x 0.5 | [96 empty] | Covers Screw | Flat Head L&R Handle Covers Screw | Flat Head Screw | [6 empty] | Ashok | Not Found | ok
SN179SN | AMCI Medical Imaging | 46-250207P43 |  | GE Healthcare | 46-250207P43 | Screw | 9.2mm L M2.8 x 0.45 Round Head Screw For Collimator Cover | [39 empty] | Brand Name |  | Type | Round Head | Size |  | Color |  | Material |  | Dimensions |  | For Use With | For Collimator Cover | Length | 9.2mm | Thread Size | M2.8 x 0.45 | [96 empty] | Covers Screw | Round Head Screw | Collimator Cover Screw | [6 empty] | Ashok | Not Found | ok
SN389SN | AMCI Medical Imaging | 46-250207P7-N5 |  | GE Healthcare | 46-250207P7-N5 | Panel Kit | Charcoal Gray Collimator Front Panel Kit | [39 empty] | Brand Name |  | Type | Collimator Front | Size |  | Color | Charcoal Gray | Material |  | Dimensions |  | For Use With |  | Includes | Pre-Wired With Mounting Brackets | [98 empty] | Front Panel Kit | Collimator Front Panel Kit | [7 empty] | Ashok | Not Found | ok
SN136SN | AMCI Medical Imaging | 46-256109P4 |  | GE Healthcare | 46-256109P4 | Swivel | Stand Off Swivel | [39 empty] | Brand Name |  | Type | Stand Off | Size |  | Color |  | Material |  | Dimensions |  | For Use With | [101 empty] | Swivel | Stand Off Swivel | [7 empty] | Ashok | Not Found | ok
SN147SN | AMCI Medical Imaging | 46-259335P9 | 312 Series | GE Healthcare | 46-259335P9 | Fuse | 312 Series 250V 6A Glass Body Fast Acting Time Delay Fuse | [39 empty] | Brand Name |  | Type | Fast Acting Time Delay | Size |  | Color | Glass Body | Material |  | Dimensions |  | For Use With | For 2115090, -4, -5, -7, -9, 10 Assemblies | Voltage | 250V | Amperage | 6A | [96 empty] | Time Delay Fuse | Fast Acting Time Delay Fuse | Glass Body Fuse | [6 empty] | Ashok | Not Found | ok
SN378SN | AMCI Medical Imaging | 46-264974G5 |  | GE Healthcare | 46-264974G5 | Circuit Board | THT Components CPU Controller Circuit Board | [9 empty] | https://static.wixstatic.com/media/ff843c_cef8e2e788a9430f9166532bdc443484~mv2.jpg/v1/fill/w_500,h_375,al_c,q_80,usm_0.66_1.00_0.01,enc_avif,quality_auto/ff843c_cef8e2e788a9430f9166532bdc443484~mv2.jpg | [29 empty] | Brand Name |  | Type | THT Components CPU Controller | Size |  | Color |  | Material |  | Dimensions |  | For Use With | [101 empty] | Controller Circuit Board | CPU Controller Circuit Board | THT Components CPU Controller Circuit Board | https://www.amcimedical.com/product-page/46-264974g5 | [5 empty] | Ashok | Found | ok
SN404SN | AMCI Medical Imaging | 46-264982G1 |  | GE Healthcare | 46-264982G1 | Controller PCB | THT Display Controller PCB | [9 empty] | https://static.wixstatic.com/media/ff843c_fb76e72485944febbc4eb1870ec90571~mv2.jpg/v1/fill/w_500,h_375,al_c,q_80,usm_0.66_1.00_0.01,enc_avif,quality_auto/ff843c_fb76e72485944febbc4eb1870ec90571~mv2.jpg | [29 empty] | Brand Name |  | Type | THT Display | Size |  | Color |  | Material |  | Dimensions |  | For Use With | [101 empty] | Controller PCB | THT Display Controller PCB |  | https://www.amcimedical.com/product-page/46-264982g1 | [5 empty] | Ashok | Found | ok
SN172SN | AMCI Medical Imaging | 46-264986G2 |  | GE Healthcare | 46-264986G2 | Circuit Board | THT Components Filament Circuit Board | [9 empty] | https://static.wixstatic.com/media/ff843c_11b20126a492437fb63444c71d2a8eac~mv2.jpg/v1/fill/w_500,h_667,al_c,lg_1,q_80,enc_avif,quality_auto/ff843c_11b20126a492437fb63444c71d2a8eac~mv2.jpg | [29 empty] | Brand Name |  | Type | THT Components Filament | Size |  | Color |  | Material |  | Dimensions |  | For Use With | [101 empty] | Filament Circuit Board | THT Components Filament Circuit Board |  | https://www.amcimedical.com/product-page/46-264986g2 | [5 empty] | Ashok | Found | ok
SN121SN | AMCI Medical Imaging | 46-267217P21 | 312 Series | GE Healthcare | 46-267217P21 | Fuse | 312 Series 250V 6A 3AG Glass Body Fast Acting Metric Slow Blow Fuse | [39 empty] | Brand Name |  | Type | Fast Acting Metric Slow Blow | Size | 3AG | Color | Glass Body | Material |  | Dimensions |  | For Use With |  | Voltage | 250V | Amperage | 6A | [96 empty] | Slow Blow Fuse | Fast Acting Fuse | Glass Body Fuse | [6 empty] | Ashok | Not Found | ok
SN390SN | AMCI Medical Imaging | 46-267217P22 | 326 Series | GE Healthcare | 46-267217P22 | Fuse | 326 Series 250V 4A Ceramic Body Slow Blow Fuse | [39 empty] | Brand Name |  | Type | Slow Blow | Size |  | Color | Ceramic Body | Material |  | Dimensions |  | For Use With | For 2115090, -2, -6, -8, -11 Assemblies | Voltage | 250V | Amperage | 4A | [96 empty] | Slow Blow Fuse | Ceramic Body Slow Blow Fuse | [7 empty] | Ashok | Not Found | ok
SN133SN | AMCI Medical Imaging | 46-267217P23 | 312 Series | GE Healthcare | 46-267217P23 | Fuse | 312 Series 250V 1.5A 3Ag Glass Body Fast Acting Fuse | [39 empty] | Brand Name |  | Type | Fast Acting | Size | 3AG | Color | Glass Body | Material |  | Dimensions |  | For Use With |  | Voltage | 250V | Amperage | 1.5A | [96 empty] | Fast Acting Fuse | Glass Body Fuse | [7 empty] | Ashok | Not Found | ok
SN163SN | AMCI Medical Imaging | 46-270238P1 |  | GE Healthcare | 46-270238P1 | Mat | Mat For Cassette Drawer Assembly | [39 empty] | Brand Name |  | Type |  | Size |  | Color |  | Material |  | Dimensions |  | For Use With | For Cassette Drawer Assembly | [100 empty] | Mat | Cassette Drawer Assembly Mat | [7 empty] | Ashok | Not Found | ok
SN171SN | AMCI Medical Imaging | 46-270270P1 |  | GE Healthcare | 46-270270P1 | Handle Bar | Plastic Mold Charocoal Gray Drive Handle Bar | [39 empty] | Brand Name |  | Type | Drive | Size |  | Color | Charocoal Gray | Material | Plastic Mold | Dimensions |  | For Use With | [101 empty] | Handle Bar | Drive Handle Bar | [7 empty] | Ashok | Not Found | ok
SN120SN | AMCI Medical Imaging | 46-270317P1 |  | GE Healthcare | 46-270317P1 | Shaft Bar | Solid Shaft Bar For Apron Hanger | [39 empty] | Brand Name |  | Type | Solid | Size |  | Color |  | Material |  | Dimensions |  | For Use With | For Apron Hanger | [100 empty] | Shaft Bar | Solid Shaft Bar | Apron Hanger Shaft Bar | [6 empty] | Ashok | Not Found | ok
SN131SN | AMCI Medical Imaging | 46-270324P1 |  | GE Healthcare | 46-270324P1 | Strip | 9 L x 0.625 W x 0.032in Thk Wear Strip | [6 empty] | 0.625in | [32 empty] | Brand Name |  | Type | Wear | Size |  | Color |  | Material |  | Dimensions |  | For Use With |  | Length | 9in | Thickness | 0.032 | [96 empty] | Wear Strip | [8 empty] | Ashok | Not Found | ok
SN135SN | AMCI Medical Imaging | 46-270324P2 |  | GE Healthcare | 46-270324P2 | Strip | 9 L x 1 W x 0.032in Thk Wear Strip | [6 empty] | 1in | [32 empty] | Brand Name |  | Type | Wear | Size |  | Color |  | Material |  | Dimensions |  | For Use With |  | Length | 9in | Thickness | 0.032 | [96 empty] | Wear Strip | [8 empty] | Ashok | Not Found | ok
SN140SN | AMCI Medical Imaging | 46-270325P1 |  | GE Healthcare | 46-270325P1 | Strip | 9 L x 0.38 W x 0.032in Thk Wear Strip | [6 empty] | 0.38in | [32 empty] | Brand Name |  | Type | Wear | Size |  | Color |  | Material |  | Dimensions |  | For Use With |  | Length | 9in | Thickness | 0.032 | [96 empty] | Wear Strip | [8 empty] | Ashok | Not Found | ok
SN145SN | AMCI Medical Imaging | 46-270325P2 |  | GE Healthcare | 46-270325P2 | Strip | 15 L x 0.50 W x 0.010in Thk Wear Strip | [6 empty] | 0.50in | [32 empty] | Brand Name |  | Type | Wear | Size |  | Color |  | Material |  | Dimensions |  | For Use With |  | Length | 15in | Thickness | 0.010 | [96 empty] | Wear Strip | [8 empty] | Ashok | Not Found | ok
SN162SN | AMCI Medical Imaging | 46-270425P1 |  | GE Healthcare | 46-270425P1 | Magnet | 0.700 dia x 1in L Alnico Viii Magnet For Drive Handle Bar | [39 empty] | Brand Name |  | Type | Alnico Viii | Size |  | Color |  | Material |  | Dimensions |  | For Use With | For Drive Handle Bar | Diameter | 0.700in | Length | 1in | [96 empty] | Alnico Viii Magnet | Drive Handle Bar Magnet | [7 empty] | Ashok | Not Found | ok
SN177SN | AMCI Medical Imaging | 46-270508P1 |  | GE Healthcare | 46-270508P1 | Assembly | 1/8 dia x 65.27in L Rev. 001 Short Ball End Counterweight Cable Assembly | [39 empty] | Brand Name |  | Type | Short Counterweight Cable | Size |  | Color |  | Material |  | Dimensions |  | For Use With |  | Diameter | 1/8in | Length | 65.27in | Revision | Rev. 001 | End Type | Ball | [92 empty] | Counterweight Cable Assembly | Ball End Cable Assembly | [7 empty] | Ashok | Not Found | ok
SN119SN | AMCI Medical Imaging | 46-270509P1 |  | GE Healthcare | 46-270509P1 | Cable | 440in L 7 x 19 Threaded Steel Cable | [39 empty] | Brand Name |  | Type | Threaded | Size |  | Color |  | Material | Steel | Dimensions |  | For Use With |  | Cable Construction | 7 x 19 | Length | 440in | [96 empty] | Cable | Threaded Cable | [7 empty] | Ashok | Not Found | ok
SN405SN | AMCI Medical Imaging | 46-270615P2 |  | GE Healthcare | 46-270615P2 | Assembly | Gems #4 Gray Collimator Assembly For AMX-4 Plus X-Ray System | [9 empty] | https://static.wixstatic.com/media/ff843c_ddfd1ef1bba943bdba86f6347680ff83~mv2.jpg/v1/fill/w_500,h_375,al_c,q_80,usm_0.66_1.00_0.01,enc_avif,quality_auto/ff843c_ddfd1ef1bba943bdba86f6347680ff83~mv2.jpg | [29 empty] | Brand Name |  | Type | AMX-4 Plus Collimator, (Gray GEMS #4 Color ) | Size |  | Color |  | Material |  | Dimensions |  | For Use With | [101 empty] | Collimator Assembly | AMX-4 Plus Collimator Assembly |  | https://www.amcimedical.com/product-page/46-270615p2 | [5 empty] | Ashok | Found | ok
SN391SN | AMCI Medical Imaging | 46-270615P3 |  | GE Healthcare | 46-270615P3 | Assembly | Gems #4 Gray Collimator Assembly For AMX-4 Plus X-Ray System | [9 empty] | https://static.wixstatic.com/media/ff843c_ddfd1ef1bba943bdba86f6347680ff83~mv2.jpg/v1/fill/w_500,h_375,al_c,q_80,usm_0.66_1.00_0.01,enc_avif,quality_auto/ff843c_ddfd1ef1bba943bdba86f6347680ff83~mv2.jpg | [29 empty] | Brand Name |  | Type | AMX-4 Plus Collimator, (Gray GEMS #4 Color ) | Size |  | Color |  | Material |  | Dimensions |  | For Use With | [101 empty] | Collimator Assembly | AMX-4 Plus Collimator Assembly |  | https://www.amcimedical.com/product-page/46-270615p3 | [5 empty] | Ashok | Found | ok
SN392SN | AMCI Medical Imaging | 46-270618G1 |  | GE Healthcare | 46-270618G1 | Harness | 60Hz Inverter Harness | [39 empty] | Brand Name |  | Type | Inverter | Size |  | Color |  | Material |  | Dimensions |  | For Use With |  | Frequency | 60Hz | [98 empty] | Harness | Inverter Harness | [7 empty] | Ashok | Not Found | ok
SN152SN | AMCI Medical Imaging | 46-270620P1 |  | GE Healthcare | 46-270620P1 | Power Supply | 110V 60Hz Primary Power Supply | [39 empty] | Brand Name |  | Type | Primary | Size |  | Color |  | Material |  | Dimensions |  | For Use With |  | Frequency | 60Hz | Voltage | 110V | [96 empty] | Primary Power Supply | [8 empty] | Ashok | Not Found | ok
SN393SN | AMCI Medical Imaging | 46-264982G1 |  | GE Healthcare | 46-264982G1 | Controller Circuit Board | DC to DC Converter On Display Controller Circuit Board | [9 empty] | https://static.wixstatic.com/media/ff843c_fb76e72485944febbc4eb1870ec90571~mv2.jpg/v1/fill/w_500,h_375,al_c,q_80,usm_0.66_1.00_0.01,enc_avif,quality_auto/ff843c_fb76e72485944febbc4eb1870ec90571~mv2.jpg | [29 empty] | Brand Name |  | Type | DC to DC Converter On Display, THT Type | Size |  | Color |  | Material |  | Dimensions |  | For Use With | [101 empty] | Controller Circuit Board | DC to DC Converter Controller Circuit Board |  | https://www.amcimedical.com/product-page/46-264982g1 | [5 empty] | Ashok | Found | Based On Discription Part No
SN124SN | AMCI Medical Imaging | 46-270729P3 |  | GE Healthcare | 46-270729P3 | Handle Bar | Light Blue Cassette Drawer Handle Bar | [39 empty] | Brand Name |  | Type | Cassette Drawer | Size |  | Color | Light Blue | Material |  | Dimensions |  | For Use With | [101 empty] | Handle Bar | Cassette Drawer Handle Bar | [7 empty] | Ashok | Not Found | ok
SN134SN | AMCI Medical Imaging | 46-270736P1 |  | GE Healthcare | 46-270736P1 | Spring | Latch Spring | [39 empty] | Brand Name |  | Type | Latch | Size |  | Color |  | Material |  | Dimensions |  | For Use With | [101 empty] | Spring | Latch Spring | [7 empty] | Ashok | Not Found | ok
SN164SN | AMCI Medical Imaging | 46-270746P1 |  | GE Healthcare | 46-270746P1 | Strip | 11in L Black Neoprene Rubber Wear Strip For Front Base Area | [9 empty] | https://static.wixstatic.com/media/ff843c_e6d263e7d17c48b085f52b4df8b10726~mv2.jpg/v1/fill/w_448,h_298,al_c,lg_1,q_80,enc_avif,quality_auto/ff843c_e6d263e7d17c48b085f52b4df8b10726~mv2.jpg | [29 empty] | Brand Name |  | Type | Wear | Size |  | Color | Black | Material | Neoprene Rubber | Dimensions |  | For Use With | For Front Base Area | Length | 11in | [98 empty] | Wear Strip | Neoprene Wear Strip |  | https://www.amcimedical.com/product-page/46-270746p1 | [5 empty] | Ashok | Found | ok
SN178SN | AMCI Medical Imaging | 46-270749G1 |  | GE Healthcare | 46-270749G1 | End Cap | End Cap For Battery Compartment Cover | [39 empty] | Brand Name |  | Type |  | Size |  | Color |  | Material |  | Dimensions |  | For Use With | For Battery Compartment Cover | [100 empty] | End Cap | Battery Compartment Cover End Cap | [7 empty] | Ashok | Not Found | ok
SN185SN | AMCI Medical Imaging | 46-270766G1 |  | GE Healthcare | 46-270766G1 | Panel | Blank Panel | [39 empty] | Brand Name |  | Type | Blank | Size |  | Color |  | Material |  | Dimensions |  | For Use With | [101 empty] | Panel | Blank Panel | [7 empty] | Ashok | Not Found | ok
SN127SN | AMCI Medical Imaging | 46-270778P1 |  | GE Healthcare | 46-270778P1 | K196 | K196 Relay | [39 empty] | Brand Name |  | Type |  | Size |  | Color |  | Material |  | Dimensions |  | For Use With | [101 empty] | Relay | [8 empty] | Ashok | Not Found | ok
SN138SN | AMCI Medical Imaging | 46-270778P2 |  | GE Healthcare | 46-270778P2 | Relay | 110VDC SPST Relay For Battery Charger Board (K215) | [39 empty] | Brand Name |  | Type |  | Size |  | Color |  | Material |  | Dimensions |  | For Use With | For Battery Charger Board (K215) | Voltage | 110VDC | Contact Configuration | SPST | [96 empty] | Relay | SPST Relay | Battery Charger Board Relay | [6 empty] | Ashok | Not Found | ok
SN144SN | AMCI Medical Imaging | 46-270778P3 |  | GE Healthcare | 46-270778P3 | Relay | 24VDC 51mA Coil SPST Relay | [39 empty] | Brand Name |  | Type |  | Size |  | Color |  | Material |  | Dimensions |  | For Use With |  | Voltage | 24VDC | Contact Configuration | SPST | Coil Current | 51mA | Contact Rating | 10A at 150VDC | [92 empty] | Relay | SPST Relay | [7 empty] | Ashok | Not Found | ok
SN168SN | AMCI Medical Imaging | 46-270781P1 |  | GE Healthcare | 46-270781P1 | Strip | 16.6in L Black Neoprene Rubber Wear Strip For Front Base Area | [9 empty] | https://static.wixstatic.com/media/ff843c_7d8b5fd761a74e22ad21f963eb6b5dc1~mv2.jpg/v1/fill/w_443,h_665,al_c,lg_1,q_80,enc_avif,quality_auto/ff843c_7d8b5fd761a74e22ad21f963eb6b5dc1~mv2.jpg | [29 empty] | Brand Name |  | Type | Wear | Size |  | Color | Black | Material | Neoprene Rubber | Dimensions |  | For Use With | For Front Base Area | Length | 16.6in | [98 empty] | Wear Strip | Neoprene Wear Strip |  | https://www.amcimedical.com/product-page/46-270781p1 | [5 empty] | Ashok | Found | ok
SN184SN | AMCI Medical Imaging | 46-270782P1 |  | GE Healthcare | 46-270782P1 | Strip | 28.8in L Black Rubber Wear Strip For Side Panel | [39 empty] | Brand Name |  | Type | Wear | Size |  | Color | Black | Material | Rubber | Dimensions |  | For Use With | For Side Panel | Length | 28.8in | [98 empty] | Wear Strip | Side Panel Wear Strip | [7 empty] | Ashok | Not Found | ok
SN167SN | AMCI Medical Imaging | 46-270799P1 |  | GE Healthcare | 46-270799P1 | Switch | Field Lamp Switch | [39 empty] | Brand Name |  | Type | Field Lamp | Size |  | Color |  | Material |  | Dimensions |  | For Use With | [101 empty] | Lamp Switch | Field Lamp Switch | [7 empty] | Ashok | Not Found | ok
SN181SN | AMCI Medical Imaging | 46-270828G1 |  | GE Healthcare | 46-270828G1 | Assembly | Drive Motor Brake Assembly With Brake, Connector and Terminal | [9 empty] | https://static.wixstatic.com/media/ff843c_ccdf8b7a97e147d19e0c05d38fb4be24~mv2.jpg/v1/fill/w_500,h_667,al_c,lg_1,q_80,enc_avif,quality_auto/ff843c_ccdf8b7a97e147d19e0c05d38fb4be24~mv2.jpg | [29 empty] | Brand Name |  | Type | Drive Motor Brake | Size |  | Color |  | Material |  | Dimensions |  | For Use With |  | With | Brake, Connector and Terminal | [98 empty] | Motor Brake Assembly | Drive Motor Brake Assembly | Brake Assembly With Terminal | https://www.amcimedical.com/product-page/46-270828g1-1 | [5 empty] | Ashok | Found | ok
SN188SN | AMCI Medical Imaging | 46-270895P2 |  | GE Healthcare | 46-270895P2 | Power Module | 800V (Q1/Q2) SCR Power Module | [39 empty] | Brand Name |  | Type | (Q1/Q2) SCR | Size |  | Color |  | Material |  | Dimensions |  | For Use With |  | Voltage | 800V | [98 empty] | Power Module | (Q1/Q2) SCR Power Module | [7 empty] | Ashok | Not Found | ok
SN394SN | AMCI Medical Imaging | 46-270907P1 |  | GE Healthcare | 46-270907P1 | Assembly | Round Drive Handle Enable Switch Assembly | [39 empty] | Brand Name |  | Type | Round Drive Handle Enable Switch | Size |  | Color |  | Material |  | Dimensions |  | For Use With |  | Number of Leads | 2 | Threaded Size | 10 | [96 empty] | Enable Switch Assembly | Drive Handle Switch Assembly | Round Switch Assembly | [6 empty] | Ashok | Not Found | ok
SN146SN | AMCI Medical Imaging | 46-270907P2 |  | GE Healthcare | 46-270907P2 | Switch | 2-Lead Park Switch With Terminal Connections For Old Type Lock Latch Assembly | [39 empty] | Brand Name |  | Type | Park | Size |  | Color |  | Material |  | Dimensions |  | For Use With | For Old Type Lock Latch Assembly | Number of Leads | 2 | With | With Terminal Connections | [96 empty] | Park Switch | 2 Leads Park Switch | Park Switch With Terminal Connections | [6 empty] | Ashok | Not Found | ok
SN151SN | AMCI Medical Imaging | 46-270909G1 |  | GE Healthcare | 46-270909G1 | Lock/Stopper | Cassette Drawer Lock/Stopper Includes Magnet Strip | [39 empty] | Brand Name |  | Type | Cassette Drawer | Size |  | Color |  | Material |  | Dimensions |  | For Use With |  | Includes | Magnet Strip | [98 empty] | Drawer Lock/Stopper | Cassette Drawer Lock/Stopper | Lock/Stopper With Magnet Strip | [6 empty] | Ashok | Not Found | ok
SN159SN | AMCI Medical Imaging | 46-270912P1 |  | GE Healthcare | 46-270912P1 | Hinge | Right Hand Cover Hinge | [39 empty] | Brand Name |  | Type | Right Hand Cover | Size |  | Color |  | Material |  | Dimensions |  | For Use With | [101 empty] | Cover Hinge | Right Hand Cover Hinge | [7 empty] | Ashok | Not Found | ok
SN165SN | AMCI Medical Imaging | 46-270912P2 |  | GE Healthcare | 46-270912P2 | Hinge | Left Hand Cover Hinge | [39 empty] | Brand Name |  | Type | Left Hand Cover | Size |  | Color |  | Material |  | Dimensions |  | For Use With | [101 empty] | Cover Hinge | Left Hand Cover Hinge | [7 empty] | Ashok | Not Found | ok
SN169SN | AMCI Medical Imaging | 46-270913P2 |  | GE Healthcare | 46-270913P2 | Plate | Yoke MTG Plate | [39 empty] | Brand Name |  | Type | Yoke MTG | Size |  | Color |  | Material |  | Dimensions |  | For Use With | [101 empty] | MTG Plate | Yoke MTG Plate | [7 empty] | Ashok | Not Found | ok
SN150SN | AMCI Medical Imaging | 46-270921P1 |  | GE Healthcare | 46-270921P1 | Shaft | Detent Bearing Shaft | [39 empty] | Brand Name |  | Type | Detent Bearing | Size |  | Color |  | Material |  | Dimensions |  | For Use With | [101 empty] | Bearing Shaft | Detent Bearing Shaft | [7 empty] | Ashok | Not Found | ok
SN156SN | AMCI Medical Imaging | 46-270922P1 |  | GE Healthcare | 46-270922P1 | Disc | Tube Support Disc | [39 empty] | Brand Name |  | Type | Tube Support | Size |  | Color |  | Material |  | Dimensions |  | For Use With | [101 empty] | Disc | Tube Support Disc | [7 empty] | Ashok | Not Found | ok
SN161SN | AMCI Medical Imaging | 46-270923P1 |  | GE Healthcare | 46-270923P1 | Disc | Brake Disc | [39 empty] | Brand Name |  | Type | Brake | Size |  | Color |  | Material |  | Dimensions |  | For Use With | [101 empty] | Disc | Brake Disc | [7 empty] | Ashok | Not Found | ok
SN170SN | AMCI Medical Imaging | 46-270923P2 |  | GE Healthcare | 46-270923P2 | Disc | Round Disc | [39 empty] | Brand Name |  | Type | Round | Size |  | Color |  | Material |  | Dimensions |  | For Use With | [101 empty] | Disc | Round Disc | [7 empty] | Ashok | Not Found | ok
SN190SN | AMCI Medical Imaging | 46-270929G1 |  | GE Healthcare | 46-270929G1 | Panel | Protective Panel For Top Rev.3 | [39 empty] | Brand Name |  | Type | Protective | Size |  | Color |  | Material |  | Dimensions |  | For Use With | For Top Rev.3 | [100 empty] | Panel | Protective Panel | Top Rev.3 Protective Panel | [6 empty] | Ashok | Not Found | ok
SN395SN | AMCI Medical Imaging | 46-270966G1 |  | GE Healthcare | 46-270966G1 | Harness | 1 Khz Board Area Cable Harness | [39 empty] | Brand Name |  | Type | 1 Khz Board Area | Size |  | Color |  | Material |  | Dimensions |  | For Use With | [101 empty] | Cable Harness | Board Area Cable Harness | [7 empty] | Ashok | Not Found | ok
SN158SN | AMCI Medical Imaging | 46-270968P2 |  | GE Healthcare | 46-270968P2 | Clamp | Cable Clamp For Main Control Cable | [39 empty] | Brand Name |  | Type | Cable | Size |  | Color |  | Material |  | Dimensions |  | For Use With | For Main Control Cable | [100 empty] | Cable Clamp | Main Control Cable Clamp | [7 empty] | Ashok | Not Found | ok
SN174SN | AMCI Medical Imaging | 46-270980P2 |  | GE Healthcare | 46-270980P2 | Pad | Black Rubber Right Corner Pad | [9 empty] | https://static.wixstatic.com/media/ff843c_8cd6a8b27e054c34ad7cb76b6cd1b954~mv2.jpg/v1/fill/w_500,h_375,al_c,lg_1,q_80,enc_avif,quality_auto/ff843c_8cd6a8b27e054c34ad7cb76b6cd1b954~mv2.jpg | [29 empty] | Brand Name |  | Type | Right Corner | Size |  | Color | Black | Material | Rubber | Dimensions |  | For Use With | [101 empty] | Right Corner Pad | Rubber Right Corner Pad |  | https://www.amcimedical.com/product-page/46-270980p2 | [5 empty] | Ashok | Found | ok
SN186SN | AMCI Medical Imaging | 46-270981P2 |  | GE Healthcare | 46-270981P2 | Pad | Black Rubber Left Corner Pad | [9 empty] | https://static.wixstatic.com/media/ff843c_4fb9452ee74b48ce86705c2f131ddf67~mv2.jpg/v1/fill/w_500,h_356,al_c,lg_1,q_80,enc_avif,quality_auto/ff843c_4fb9452ee74b48ce86705c2f131ddf67~mv2.jpg | [29 empty] | Brand Name |  | Type | Left Corner | Size |  | Color | Black | Material | Rubber | Dimensions |  | For Use With | [101 empty] | Left Corner Pad | Rubber Left Corner Pad |  | https://www.amcimedical.com/product-page/46-270981p2 | [5 empty] | Ashok | Found | ok
SN200SN | AMCI Medical Imaging | 46-270984P1 |  | GE Healthcare | 46-270984P1 | Spring | 0.304in OD Left Hand Wind Spring For Apron Hanger | [39 empty] | Brand Name |  | Type | Left Hand Wind | Size |  | Color |  | Material |  | Dimensions |  | For Use With | For Apron Hanger | Outer Diameter | 0.304in | [98 empty] | Wind Spring | Left Hand Wind Spring | [7 empty] | Ashok | Not Found | ok
SN139SN | AMCI Medical Imaging | 46-270984P2 |  | GE Healthcare | 46-270984P2 | Spring | 0.304in OD Right Hand Wind Spring For Apron Hanger | [39 empty] | Brand Name |  | Type | Right Hand Wind | Size |  | Color |  | Material |  | Dimensions |  | For Use With | For Apron Hanger | Outer Diameter | 0.304in | [98 empty] | Wind Spring | Left Hand Wind Spring | [7 empty] | Ashok | Not Found | ok
SN143SN | AMCI Medical Imaging | 46-270985P1 |  | GE Healthcare | 46-270985P1 | Solenoid | 110VDC 45W 85°F Thermal Sensor Rev.5 Higher Tolerance Solenoid | [39 empty] | Brand Name |  | Type | Higher Tolerance | Size |  | Color |  | Material |  | Dimensions |  | For Use With |  | Voltage | 110VDC | Wattage | 45W | Sensor Type | 85°F Thermal Sensor | Revision Type | Rev. 5 | [92 empty] | Tolerance Solenoid | Rev. 5 Higher Tolerance Solenoid | Higher Tolerance Solenoid | [6 empty] | Ashok | Not Found | ok
SN153SN | AMCI Medical Imaging | 46-270985P2 |  | GE Healthcare | 46-270985P2 | Solenoid | 110VDC 45W 40°C Thermal Sensor Rev.6 New Solenoid | [39 empty] | Brand Name |  | Type | New | Size |  | Color |  | Material |  | Dimensions |  | For Use With |  | Voltage | 110VDC | Wattage | 45W | Sensor Type | 40°C Thermal Sensor | Revision Type | Rev. 6 | [92 empty] | New Solenoid | Rev. 6 New Solenoid | Thermal Sensor Solenoid | [6 empty] | Ashok | Not Found | ok
SN166SN | AMCI Medical Imaging | 46-270995P4 |  | GE Healthcare | 46-270995P4 | Transformer | T3 Transformer For Magnetics Battery Charger Board | [39 empty] | Brand Name |  | Type | T3 | Size |  | Color |  | Material |  | Dimensions |  | For Use With | For Magnetics Battery Charger Board | Primary Voltage | 105 to 132VAC at 60Hz or 210 to 264VAC at 50Hz | [98 empty] | Transformer | T3 Transformer | [7 empty] | Ashok | Not Found | ok
SN183SN | AMCI Medical Imaging | 46-275238P8 |  | GE Healthcare | 46-275238P8 | Connector | Female 9-Position Connector For J1-J8, J12 | [39 empty] | Brand Name |  | Type |  | Size |  | Color |  | Material |  | Dimensions |  | For Use With | For J1-J8, J12 | Gender | Female | Number Of Position | 9 | [96 empty] | Connector | 9-Position Connector | [7 empty] | Ashok | Not Found | ok
SN189SN | AMCI Medical Imaging | 46-276217P1 |  | GE Healthcare | 46-276217P1 | EMI Suppression Core | 275Ohm 0.25in ID Nylon Case Small EMI Suppression Core | [39 empty] | Brand Name |  | Type |  | Size | Small | Color |  | Material | Nylon Case | Dimensions |  | For Use With |  | Inner Diameter | 0.25in | Impedance | 275Ohm | [96 empty] | EMI Suppression Core | [8 empty] | Ashok | Not Found | ok
SN353SN | AMCI Medical Imaging | 46-276217P3 |  | GE Healthcare | 46-276217P3 | Core and Case | Ferrite Split Core and Case | [39 empty] | Brand Name |  | Type | Ferrite Split | Size |  | Color |  | Material |  | Dimensions |  | For Use With | [101 empty] | Core and Case | Ferrite Split Core and Case | [7 empty] | Ashok | Not Found | ok
SN142SN | AMCI Medical Imaging | 46-279010P1 |  | GE Healthcare | 46-279010P1 | Cap | X-Ray Tube End Cap | [39 empty] | Brand Name |  | Type | X-Ray Tube End | Size |  | Color |  | Material |  | Dimensions |  | For Use With | [101 empty] | End Cap | X-Ray Tube End Cap | [7 empty] | Ashok | Not Found | ok
SN149SN | AMCI Medical Imaging | 46-279011P1 |  | GE Healthcare | 46-279011P1 | Bracket | Horizontal Arm Connector Bracket | [39 empty] | Brand Name |  | Type | Horizontal Arm Connector | Size |  | Color |  | Material |  | Dimensions |  | For Use With | [101 empty] | Connector Bracket | Horizontal Arm Connector Bracket | [7 empty] | Ashok | Not Found | ok
SN180SN | AMCI Medical Imaging | 46-279018P1 |  | GE Healthcare | 46-279018P1 | Cover | Tube Front Cover For Hrt Tube | [39 empty] | Brand Name |  | Type | Tube Front | Size |  | Color |  | Material |  | Dimensions |  | For Use With | For Hrt Tube | [100 empty] | Tube Front Cover | Hrt Tube Front Cover | [7 empty] | Ashok | Not Found | ok
SN187SN | AMCI Medical Imaging | 46-279019P1 |  | GE Healthcare | 46-279019P1 | Stud Cover | H.V. Tank XFMR Stud Cover | [39 empty] | Brand Name |  | Type | H.V. Tank XFMR | Size |  | Color |  | Material |  | Dimensions |  | For Use With | [101 empty] | Stud Cover | H.V. Tank XFMR Stud Cover | [7 empty] | Ashok | Not Found | ok
SN192SN | AMCI Medical Imaging | 46-279022P1 |  | GE Healthcare | 46-279022P1 | Label | Do Not Recharge Batteries Warning Label | [39 empty] | Brand Name |  | Type | Warning | Size |  | Color |  | Material |  | Dimensions |  | For Use With |  | Legend | Do Not Recharge Batteries... | [98 empty] | Label | Warning Label | [7 empty] | Ashok | Not Found | ok
SN196SN | AMCI Medical Imaging | 46-279023P1 |  | GE Healthcare | 46-279023P1 | AMX4 Logo Decal | Accent Blue AMX4 Logo Decal | [9 empty] | https://static.wixstatic.com/media/ff843c_3083b9dde5f44660b5a4c0cfdf39bfec~mv2.jpg/v1/fill/w_500,h_375,al_c,q_80,usm_0.66_1.00_0.01,enc_avif,quality_auto/ff843c_3083b9dde5f44660b5a4c0cfdf39bfec~mv2.jpg | [29 empty] | Brand Name |  | Type |  | Size |  | Color | Accent Blue | Material |  | Dimensions |  | For Use With | [101 empty] | Logo Decal | AMX4 Logo Decal |  | https://www.amcimedical.com/product-page/46-279023p1 | [5 empty] | Ashok | Found | ok
SN137SN | AMCI Medical Imaging | 46-279024P1 |  | GE Healthcare | 46-279024P1 | Label | Blank Tube End Label | [39 empty] | Brand Name |  | Type | Blank Tube End | Size |  | Color |  | Material |  | Dimensions |  | For Use With | [101 empty] | End Label | Blank Tube End Label | [7 empty] | Ashok | Not Found | ok
SN434SN | AMCI Medical Imaging | 46-279029P1 |  | GE Healthcare | 46-279029P1 | Shaft | 0.31in L Old Type Shaft | [39 empty] | Brand Name |  | Type | Old Type | Size |  | Color |  | Material |  | Dimensions |  | For Use With |  | Length | 0.31in | [98 empty] | Shaft | Old Type Shaft | [7 empty] | Ashok | Not Found | ok
SN141SN | AMCI Medical Imaging | 46-279029P2 |  | GE Healthcare | 46-279029P2 | Shaft | 0.31in L Current New Type Shaft | [39 empty] | Brand Name |  | Type | Current New Type | Size |  | Color |  | Material |  | Dimensions |  | For Use With |  | Length | 0.31in | [98 empty] | Shaft | Current New Type Shaft | [7 empty] | Ashok | Not Found | ok
SN155SN | AMCI Medical Imaging | 46-279039P1 |  | GE Healthcare | 46-279039P1 | Bar/Shaft | Bar/Shaft | [39 empty] | Brand Name |  | Type |  | Size |  | Color |  | Material |  | Dimensions |  | For Use With | [101 empty] | Bar/Shaft | [8 empty] | Ashok | Not Found | ok
SN160SN | AMCI Medical Imaging | 46-279040P1 |  | GE Healthcare | 46-279040P1 | Cover | Spring Cover For Horizontal Arm and Tube Assembly | [39 empty] | Brand Name |  | Type | Spring | Size |  | Color |  | Material |  | Dimensions |  | For Use With | For Horizontal Arm and Tube Assembly | [100 empty] | Spring Cover | Horizontal Arm Spring Cover | [7 empty] | Ashok | Not Found | ok
SN175SN | AMCI Medical Imaging | 46-279041P1 |  | GE Healthcare | 46-279041P1 | Washer | Washer | [39 empty] | Brand Name |  | Type |  | Size |  | Color |  | Material |  | Dimensions |  | For Use With | [101 empty] | Washer | [8 empty] | Ashok | Not Found | ok
SN182SN | AMCI Medical Imaging | 46-279048P1 |  | GE Healthcare | 46-279048P1 | Switch Button | Charcoal Gray Actuator Bar Switch Button For AMX-4 Portable X-ray Unit | [39 empty] | Brand Name |  | Type | Actuator Bar | Size |  | Color | Charcoal Gray | Material |  | Dimensions |  | For Use With | For AMX-4 Portable X-ray Unit | [100 empty] | Switch Button | Actuator Bar Switch Button | [7 empty] | Ashok | Not Found | ok
SN176SN | AMCI Medical Imaging | 46-279088P1 |  | GE Healthcare | 46-279088P1 | Collar Cast | Collar Cast For Top Cover | [39 empty] | Brand Name |  | Type |  | Size |  | Color |  | Material |  | Dimensions |  | For Use With | For Top Cover | [100 empty] | Collar Cast | Top Cover Collar Cast | [7 empty] | Ashok | Not Found | ok
SN419SN | AMCI Medical Imaging | 46-279091P2 |  | GE Healthcare | 46-279091P2 | Splicer | Pkgd: Hose Splicer 5/16 Barb | [39 empty] | Brand Name |  | Type | Hose | Size |  | Color |  | Material |  | Dimensions |  | For Use With |  | Connection Size | 5/16in | Connection Type | Barbed | [96 empty] | Splicer | Hose Splicer | [7 empty] | Ashok | Not Found | ok
SN199SN | AMCI Medical Imaging | 46-279094P2 |  | GE Healthcare | 46-279094P2 | Insulator | Display Plate Insulator | [39 empty] | Brand Name |  | Type | Display Plate | Size |  | Color |  | Material |  | Dimensions |  | For Use With | [101 empty] | Plate Insulator | Display Plate Insulator | [7 empty] | Ashok | Not Found | ok
SN225SN | AMCI Medical Imaging | 46-279098P1 |  | GE Healthcare | 46-279098P1 | Plunger | Lock Pin Plunger For Parking Latch Lock | [39 empty] | Brand Name |  | Type | Lock Pin | Size |  | Color |  | Material |  | Dimensions |  | For Use With | For Parking Latch Lock | [100 empty] | Lock Pin Plunger | Parking Latch Lock Plunger | [7 empty] | Ashok | Not Found | ok
SN243SN | AMCI Medical Imaging | 46-279104P1 |  | GE Healthcare | 46-279104P1 | Spring Latch | Steel Spring Latch | [39 empty] | Brand Name |  | Type |  | Size |  | Color |  | Material | Steel | Dimensions |  | For Use With | [101 empty] | Spring Latch | Steel Spring Latch | [7 empty] | Ashok | Not Found | ok
SN252SN | AMCI Medical Imaging | 46-279120G1 |  | GE Healthcare | 46-279120G1 | Cable | 9.4ft L 5-Conductor Stator/Rotor Tube Cable For AMX-4 & AMX4+ X-Ray | [9 empty] | https://static.wixstatic.com/media/ff843c_19cd8282f6204098a55399f486827967~mv2.jpg/v1/fill/w_500,h_666,al_c,q_80,usm_0.66_1.00_0.01,enc_avif,quality_auto/ff843c_19cd8282f6204098a55399f486827967~mv2.jpg | [29 empty] | Brand Name |  | Type | Stator/Rotor Tube | Size |  | Color |  | Material |  | Dimensions |  | For Use With | For AMX-4 & AMX4+ X-Ray | Length | 9.4ft | Conductor Type | 5-Conductor | [96 empty] | X-Ray Tube Cable | Stator/Rotor X-Ray Tube Cable | 5-Conductor Tube Cable | https://www.amcimedical.com/product-page/46-279120g1 | [5 empty] | Ashok | Found | ok
SN255SN | AMCI Medical Imaging | 46-279187P1 |  | GE Healthcare | 46-279187P1 | Ring | Push-On Ring | [39 empty] | Brand Name |  | Type | Push-On | Size |  | Color |  | Material |  | Dimensions |  | For Use With | [101 empty] | Push-On Ring | [8 empty] | Ashok | Not Found | ok
SN191SN | AMCI Medical Imaging | 46-279231P1 |  | GE Healthcare | 46-279231P1 | Clamp | Wire Clamp For HV Cables | [39 empty] | Brand Name |  | Type | Wire | Size |  | Color |  | Material |  | Dimensions |  | For Use With | For HV Cables | [100 empty] | Wire Clamp | HV Cables Wire Clamp | [7 empty] | Ashok | Not Found | ok
SN202SN | AMCI Medical Imaging | 46-279297P1 |  | GE Healthcare | 46-279297P1 | Belt | 26.5 L x 3/8in W Drive Motor V3 Belt | [6 empty] | 3/8in |  |  | https://static.wixstatic.com/media/ff843c_34573916756a4695840443db6c1b6afb~mv2.jpg/v1/fill/w_500,h_667,al_c,lg_1,q_80,enc_avif,quality_auto/ff843c_34573916756a4695840443db6c1b6afb~mv2.jpg | [29 empty] | Brand Name |  | Type | Drive Motor V3 | Size |  | Color |  | Material |  | Dimensions |  | For Use With |  | Length | 26.5in | [98 empty] | V3 Belt | Drive Motor V3 Belt |  | https://www.amcimedical.com/product-page/46-279297p1 | [5 empty] | Ashok | Found | ok
SN209SN | AMCI Medical Imaging | 46-279306P1 |  | GE Healthcare | 46-279306P1 | Switch | 6A Brake Release Single Pole Switch For Drive Handle | [39 empty] | Brand Name |  | Type | Brake Release Single Pole | Size |  | Color |  | Material |  | Dimensions |  | For Use With | For Drive Handle | Current Rating | 6A | [98 empty] | Single Pole Switch | Brake Release Single Pole Switch | [7 empty] | Ashok | Not Found | ok
SN215SN | AMCI Medical Imaging | 46-279308P1 |  | GE Healthcare | 46-279308P1 | Label | Caution 120V Present Label | [39 empty] | Brand Name |  | Type |  | Size |  | Color |  | Material |  | Dimensions |  | For Use With |  | Legend | Caution 120V Present | [98 empty] | Lable | Caution 120V Present | [7 empty] | Ashok | Not Found | ok
SN226SN | AMCI Medical Imaging | 46-279401P1 |  | GE Healthcare | 46-279401P1 | Shim | 0.008in Thk Brass Horizontal Arm Shim | [39 empty] | Brand Name |  | Type | Horizontal Arm | Size |  | Color |  | Material | Brass | Dimensions |  | For Use With |  | Thickness | 0.008in | [98 empty] | Arm Shim | Horizontal Arm Shim | [7 empty] | Ashok | Not Found | ok
SN241SN | AMCI Medical Imaging | 46-279402P2 |  | GE Healthcare | 46-279402P2 | Spacer | 0.156 ID x 0.25 OD x 0.33in L Phenolic Spacer | [39 empty] | Brand Name |  | Type |  | Size |  | Color |  | Material | Phenolic | Dimensions |  | For Use With |  | Inner Diameter | 0.156in | Outer Diameter | 0.25in | Length | 0.33in | [94 empty] | Spacer | Phenolic Spacer | [7 empty] | Ashok | Not Found | ok
SN247SN | AMCI Medical Imaging | 46-279403P1 |  | GE Healthcare | 46-279403P1 | Strap | Cable Strap | [39 empty] | Brand Name |  | Type | Cable | Size |  | Color |  | Material |  | Dimensions |  | For Use With | [101 empty] | Cable Strap | [8 empty] | Ashok | Not Found | ok
SN193SN | AMCI Medical Imaging | 46-279508P1 |  | GE Healthcare | 46-279508P1 | Bumper | 5/8 ID x 0.82 OD x 0.62in Thk 60 Duro Neoprene Rubber Plain Bumper | [39 empty] | Brand Name |  | Type | Plain | Size |  | Color |  | Material | Neoprene Rubber | Dimensions |  | For Use With | For Lock Latch Assembly | Inner Diameter | 5/8in | Outer Diameter | 0.82in | Thickness | 0.62in | Hardness | 60 Duro | [92 empty] | Bumper | Rubber Bumper | Lock Latch Assembly Bumper | [6 empty] | Ashok | Not Found | ok
SN206SN | AMCI Medical Imaging | 46-279769P1 |  | GE Healthcare | 46-279769P1 | Symbol | IEC Type B Symbol | [39 empty] | Brand Name |  | Type | IEC Type B | Size |  | Color |  | Material |  | Dimensions |  | For Use With | [101 empty] | IEC Type B Symbol | [8 empty] | Ashok | Not Found | ok
SN216SN | AMCI Medical Imaging | 46-279772P1 |  | GE Healthcare | 46-279772P1 | Label | Off Symbol Decal Label | [39 empty] | Brand Name |  | Type | Off Symbol Decal | Size |  | Color |  | Material |  | Dimensions |  | For Use With | [101 empty] | Decal Label | Off Symbol Decal Label | [7 empty] | Ashok | Not Found | ok
SN221SN | AMCI Medical Imaging | 46-279773P1 |  | GE Healthcare | 46-279773P1 | Label | On Symbol Decal Label | [39 empty] | Brand Name |  | Type | On Symbol Decal | Size |  | Color |  | Material |  | Dimensions |  | For Use With | [101 empty] | Decal Label | On Symbol Decal Label | [7 empty] | Ashok | Not Found | ok
SN556SN | AMCI Medical Imaging | 46-279832P9 |  | GE Healthcare | 46-279832P9 | Button | Push Button | [39 empty] | Brand Name |  | Type | Push | Size |  | Color |  | Material |  | Dimensions |  | For Use With | [101 empty] | Push Button | [8 empty] | Ashok | Not Found | ok
SN240SN | AMCI Medical Imaging | 46-279865G1 |  | GE Healthcare | 46-279865G1 | Cable | Brake Cable With Connector 2 Position (46-170451P23) and Terminal (511A590P104) | [39 empty] | Brand Name |  | Type | Brake | Size |  | Color |  | Material |  | Dimensions |  | For Use With |  | With | With Connector 2 Position (46-170451P23) and Terminal (511A590P104) | [98 empty] | Brake Cable | Brake Cable With Connector | [7 empty] | Ashok | Not Found | ok
SN251SN | AMCI Medical Imaging | 46-279865G2 |  | GE Healthcare | 46-279865G2 | Cable | Long Cable For Brake Release Switch | [39 empty] | Brand Name |  | Type | Long | Size |  | Color |  | Material |  | Dimensions |  | For Use With | For Brake Release Switch | [100 empty] | Long Cable | Brake Release Switch Long Cable | [7 empty] | Ashok | Not Found | ok
SN254SN | AMCI Medical Imaging | 46-279869P1 |  | GE Healthcare | 46-279869P1 | Spring | 1in Wire Diameter Extension Spring | [9 empty] | https://static.wixstatic.com/media/ff843c_e3759955aa5e44eda0d4dbb265587fcc~mv2.jpg/v1/fill/w_500,h_333,al_c,q_80,usm_0.66_1.00_0.01,enc_avif,quality_auto/ff843c_e3759955aa5e44eda0d4dbb265587fcc~mv2.jpg | [29 empty] | Brand Name |  | Type | Extension | Size |  | Color |  | Material |  | Dimensions |  | For Use With |  |  | Wire Diameter | 1in | [97 empty] | Spring | Extension Spring |  | https://www.amcimedical.com/product-page/46-279869p1 | [5 empty] | Ashok | Found | ok
SN261SN | AMCI Medical Imaging | 46-279912P2 |  | GE Healthcare | 46-279912P2 | Key | Spare Flat Key Without Cast Mold/No Cap | [39 empty] | Brand Name |  | Type | Spare Flat | Size |  | Color |  | Material |  | Dimensions |  | For Use With |  |  | With | Without Cast Mold/No Cap | [97 empty] | Spare Flat Key | Spare Flat Key Without Cap | [7 empty] | Ashok | Not Found | ok
SN211SN | AMCI Medical Imaging | 46-286025P1 |  | GE Healthcare | 46-286025P1 | Spacer | 0.343 ID x 0.45 OD x 0.378 in L Spacer | [39 empty] | Brand Name |  | Type |  | Size |  | Color |  | Material |  | Dimensions |  | For Use With |  |  | Diameter | 0.343 ID x 0.45in OD | Length | 0.378in | [95 empty] | Spacer | [8 empty] | Ashok | Not Found | ok
SN220SN | AMCI Medical Imaging | 46-286166P1 |  | GE Healthcare | 46-286166P1 | Plate Support | Plate Support For Caster and Wheel | [9 empty] | https://static.wixstatic.com/media/ff843c_1c82bc56286f4db08a0c34c2331a95d9~mv2.jpg/v1/fill/w_500,h_333,al_c,q_80,usm_0.66_1.00_0.01,enc_avif,quality_auto/ff843c_1c82bc56286f4db08a0c34c2331a95d9~mv2.jpg | [29 empty] | Brand Name |  | Type |  | Size |  | Color |  | Material |  | Dimensions |  | For Use With | For Caster and Wheel | [100 empty] | Plate Support | Wheel Plate Support | Caster Plate Support | https://www.amcimedical.com/product-page/46-286166p1 | [5 empty] | Ashok | Found | ok
SN232SN | AMCI Medical Imaging | 46-286278P1 |  | GE Healthcare | 46-286278P1 | Spacer Tube | Spacer Tube For Apron Hanger | [39 empty] | Brand Name |  | Type |  | Size |  | Color |  | Material |  | Dimensions |  | For Use With | For Apron Hanger | [100 empty] | Spacer Tube | Apron Hanger Spacer Tube | [7 empty] | Ashok | Not Found | ok
SN256SN | AMCI Medical Imaging | 46-286549P1 |  | GE Healthcare | 46-286549P1 | Fuse Holder | 3AG Quick Connect Fuse Holder For Bussmann #Hkp-Hh | [39 empty] | Brand Name |  | Type | Quick Connect | Size | 3AG | Color |  | Material |  | Dimensions |  | For Use With | For Bussmann #Hkp-Hh | [100 empty] | Fuse Holder | Quick Connect Fuse Holder | [7 empty] | Ashok | Not Found | for use with
SN267SN | AMCI Medical Imaging | 46-286549P2 |  | GE Healthcare | 46-286549P2 | Holder | Fuse Holder | [39 empty] | Brand Name |  | Type | Fuse | Size |  | Color |  | Material |  | Dimensions |  | For Use With | [101 empty] | Fuse Holder | [8 empty] | Ashok | Not Found | ok
SN195SN | AMCI Medical Imaging | 46-286924P1 |  | GE Healthcare | 46-286924P1 | Cover | Cover For Hanger, Hand Switch | [39 empty] | Brand Name |  | Type |  | Size |  | Color |  | Material |  | Dimensions |  | For Use With | For Hanger, Hand Switch | [100 empty] | Hanger Cover | Hand Switch Cover | [7 empty] | Ashok | Not Found | ok
SN203SN | AMCI Medical Imaging | 46-286950P1 |  | GE Healthcare | 46-286950P1 | Screw/Shaft | Special Screw/Shaft For Counter Weight | [39 empty] | Brand Name |  | Type | Special | Size |  | Color |  | Material |  | Dimensions |  | For Use With | For Counter Weight | [100 empty] | Special Screw/Shaft | Counter Weight Screw/Shaft | [7 empty] | Ashok | Not Found | ok
SN222SN | AMCI Medical Imaging | 46-286973G1 |  | GE Healthcare | 46-286973G1 | Caliper | Disc Brake Caliper For Drive Wheel | [9 empty] | https://static.wixstatic.com/media/ff843c_243c3923c1054d149949d20f6a2bf643~mv2.jpg/v1/fill/w_500,h_667,al_c,lg_1,q_80,enc_avif,quality_auto/ff843c_243c3923c1054d149949d20f6a2bf643~mv2.jpg | [29 empty] | Brand Name |  | Type | Disc Brake | Size |  | Color |  | Material |  | Dimensions |  | For Use With | For Drive Wheel | [100 empty] | Brake Caliper | Disc Brake Caliper |  | https://www.amcimedical.com/product-page/46-286973g1 | [5 empty] | Ashok | Found | ok
SN233SN | AMCI Medical Imaging | 46-286978P1 |  | GE Healthcare | 46-286978P1 | Bracket | Silver Support Angle Bracket | [9 empty] | https://static.wixstatic.com/media/ff843c_78db6c4194724e99b1cc68158a957c28~mv2.jpg/v1/fill/w_500,h_333,al_c,q_80,usm_0.66_1.00_0.01,enc_avif,quality_auto/ff843c_78db6c4194724e99b1cc68158a957c28~mv2.jpg | [29 empty] | Brand Name |  | Type | Support Angle | Size |  | Color | Silver | Material |  | Dimensions |  | For Use With | [101 empty] | Angle Bracket | Support Angle Bracket |  | https://www.amcimedical.com/product-page/46-286978p1 | [5 empty] | Ashok | Found | ok
SN242SN | AMCI Medical Imaging | 46-286994P1 |  | GE Healthcare | 46-286994P1 | Mount | Upper Support Mount For Pulley | [39 empty] | Brand Name |  | Type | Upper Support | Size |  | Color |  | Material |  | Dimensions |  | For Use With | For Pulley | [100 empty] | Upper Support Mount | Pulley Upper Support Mount | [7 empty] | Ashok | Not Found | ok
SN377SN | AMCI Medical Imaging | 46-288764G1 |  | GE Healthcare | 46-288764G1 | Circuit Board | 1Khz THT Inverter/Driver Circuit Board | [9 empty] | https://static.wixstatic.com/media/ff843c_764794603d6e47e389bdbc1e64fa5a4e~mv2.jpg/v1/fill/w_111,h_148,al_c,q_80,usm_0.66_1.00_0.01,blur_2,enc_avif,quality_auto/ff843c_764794603d6e47e389bdbc1e64fa5a4e~mv2.jpg | [29 empty] | Brand Name |  | Type | THT Inverter/Driver | Size |  | Color |  | Material |  | Dimensions |  | For Use With |  | Frequency | 1Khz | [98 empty] | Driver Circuit Board | Inverter/Driver Circuit Board | THT Driver Circuit Board | https://www.amcimedical.com/product-page/46-288764g1 | [5 empty] | Ashok | Found | ok
SN262SN | AMCI Medical Imaging | 46-297549G2 |  | GE Healthcare | 46-297549G2 | Strap | EMC Ground Cable Strap | [39 empty] | Brand Name |  | Type | EMC Ground Cable | Size |  | Color |  | Material |  | Dimensions |  | For Use With | [101 empty] | Cable Strap | EMC Ground Cable Strap | [7 empty] | Ashok | Not Found | ok
SN194SN | AMCI Medical Imaging | 46-302007G1 |  | GE Healthcare | 46-302007G1 | Assembly | Lock Latch Assembly With Spring and Glued on Rubber Feets | [39 empty] | Brand Name |  | Type | Lock Latch | Size |  | Color |  | Material |  | Dimensions |  | For Use With |  | With | Spring and Glued on Rubber Feets | [98 empty] | Lock Latch Assembly | Lock Latch Assembly With Spring | [7 empty] | Ashok | Not Found | ok
SN224SN | AMCI Medical Imaging | 46-302017P1 |  | GE Healthcare | 46-302017P1 | Assembly | Rotational Brake Assembly For Column, Amx4/4+ | [39 empty] | Brand Name |  | Type | Rotational Brake | Size |  | Color |  | Material |  | Dimensions |  | For Use With | For Column, Amx4/4+ | [100 empty] | Brake Assembly | Rotational Brake Assembly | [7 empty] | Ashok | Not Found | ok
SN235SN | AMCI Medical Imaging | 46-302018P1 |  | GE Healthcare | 46-302018P1 | Hanger | Vertical Column Apron Hanger | [39 empty] | Brand Name |  | Type | Vertical Column Apron | Size |  | Color |  | Material |  | Dimensions |  | For Use With | [101 empty] | Apron Hanger | Vertical Column Apron Hanger | [7 empty] | Ashok | Not Found | ok
SN258SN | AMCI Medical Imaging | 46-302025P1 |  | GE Healthcare | 46-302025P1 | Key | Old Key For Lower Rotational Brake | [39 empty] | Brand Name |  | Type | Old | Size |  | Color |  | Material |  | Dimensions |  | For Use With | For Lower Rotational Brake | [100 empty] | Rotational Brake Key | Lower Rotational Brake Key | [7 empty] | Ashok | Not Found | ok
SN198SN | AMCI Medical Imaging | 46-302040G1 |  | GE Healthcare | 46-302040G1 | Assembly | Pre-Wired Fan Assembly With Connenctor (G2 Model) | [39 empty] | Brand Name |  | Type | Pre-Wired Fan | Size |  | Color |  | Material |  | Dimensions |  | For Use With |  | With | With Connenctor (G2 Model) | [98 empty] | Fan Assembly | Pre-Wired Fan Assembly | Fan Assembly With Connenctor (G2 Model) | [6 empty] | Ashok | Not Found | ok
SN228SN | AMCI Medical Imaging | 46-302163P1 |  | GE Healthcare | 46-302163P1 | Motor Mount | Motor Mount For Main Drive Motor | [9 empty] | https://static.wixstatic.com/media/ff843c_bee93698638b477fb2b90f0e95623622~mv2.jpg/v1/fill/w_500,h_375,al_c,lg_1,q_80,enc_avif,quality_auto/ff843c_bee93698638b477fb2b90f0e95623622~mv2.jpg | [29 empty] | Brand Name |  | Type |  | Size |  | Color |  | Material |  | Dimensions |  | For Use With | For Main Drive Motor | [100 empty] | Motor Mount | Main Drive Motor Motor Mount |  | https://www.amcimedical.com/product-page/46-302163p1 | [5 empty] | Ashok | Found | ok
SN248SN | AMCI Medical Imaging | 46-302166P1 |  | GE Healthcare | 46-302166P1 | Insulator | Battery Insulator For Bottom | [9 empty] | https://static.wixstatic.com/media/ff843c_cc1b96557df044049eb8f9aff5c10680~mv2.jpg/v1/fill/w_500,h_333,al_c,q_80,usm_0.66_1.00_0.01,enc_avif,quality_auto/ff843c_cc1b96557df044049eb8f9aff5c10680~mv2.jpg | [29 empty] | Brand Name |  | Type | Battery | Size |  | Color |  | Material |  | Dimensions |  | For Use With | For Bottom | [100 empty] | Battery Insulator | Bottom Battery Insulator |  | https://www.amcimedical.com/product-page/46-302166p1 | [5 empty] | Ashok | Found | ok
SN197SN | AMCI Medical Imaging | 46-302237G1 |  | GE Healthcare | 46-302237G1 | Arm | 1.28KOme Horizontal Arm For Brake Assembly | [39 empty] | Brand Name |  | Type | Horizontal | Size |  | Color |  | Material |  | Dimensions |  | For Use With | For Brake Assembly | Frequency | 1.28KOme | [98 empty] | Horizontal Arm | Brake Assembly Horizontal Arm | [7 empty] | Ashok | Not Found | ok
SN204SN | AMCI Medical Imaging | 46-302245P1 |  | GE Healthcare | 46-302245P1 | Spring | Flat Spring For Bumper Switches | [39 empty] | Brand Name |  | Type | Flat | Size |  | Color |  | Material |  | Dimensions |  | For Use With | For Bumper Switches | [100 empty] | Flat Spring | Bumper Switches Flat Spring | [7 empty] | Ashok | Not Found | ok
SN219SN | AMCI Medical Imaging | 46-302275P2 |  | GE Healthcare | 46-302275P2 | Enable Bar | Light Blue Drive Handle Enable Bar For AMX-4 Plus Portable X-ray System | [39 empty] | Brand Name |  | Type | Drive Handle | Size |  | Color | Light Blue | Material |  | Dimensions |  | For Use With | For AMX-4 Plus Portable X-ray System | [100 empty] | Enable Bar | Drive Handle Enable Bar | AMX-4 Plus Enable Bar | [6 empty] | Ashok | Not Found | ok
SN229SN | AMCI Medical Imaging | 46-302285G1 |  | GE Healthcare | 46-302285G1 | Assembly | Diode Cable Connection Assembly For Safety Contactor | [39 empty] | Brand Name |  | Type | Diode Cable Connection | Size |  | Color |  | Material |  | Dimensions |  | For Use With | For Safety Contactor | [100 empty] | Cable Connection Assembly | Diode Cable Connection Assembly | [7 empty] | Ashok | Not Found | ok
SN201SN | AMCI Medical Imaging | 46-302320P1 |  | GE Healthcare | 46-302320P1 | Cover | CPU Back Cover | [39 empty] | Brand Name |  | Type | CPU Back | Size |  | Color |  | Material |  | Dimensions |  | For Use With | [101 empty] | Back Cover | CPU Back Cover | [7 empty] | Ashok | Not Found | ok
SN218SN | AMCI Medical Imaging | 46-302365P1 |  | GE Healthcare | 46-302365P1 | Cable | 24in L 14-pin Conductor Ribbon Cable | [9 empty] | https://static.wixstatic.com/media/ff843c_db320a7405e142f69dfe1d4e43767839~mv2.jpg/v1/fill/w_500,h_667,al_c,q_80,usm_0.66_1.00_0.01,enc_avif,quality_auto/ff843c_db320a7405e142f69dfe1d4e43767839~mv2.jpg | [29 empty] | Brand Name |  | Type | 14-pin Conductor Ribbon | Size |  | Color |  | Material |  | Dimensions |  | For Use With |  | Length | 24in | [98 empty] | Ribbon Cable | 14-pin Conductor Ribbon Cable | 24in L 14-pin Conductor Ribbon Cable | https://www.amcimedical.com/product-page/46-302365p1 | [5 empty] | Ashok | Found | ok
SN237SN | AMCI Medical Imaging | 46-302378G1 |  | GE Healthcare | 46-302378G1 | Assembly | Diode Assembly | [39 empty] | Brand Name |  | Type | Diode | Size |  | Color |  | Material |  | Dimensions |  | For Use With | [101 empty] | Diode Assembly | [8 empty] | Ashok | Not Found | ok
SN244SN | AMCI Medical Imaging | 46-302380P1 |  | GE Healthcare | 46-302380P1 | Top Cover | CPU Circuit Board Top Cover | [39 empty] | Brand Name |  | Type | CPU Circuit Board | Size |  | Color |  | Material |  | Dimensions |  | For Use With | [101 empty] | Top Cover | CPU Circuit Board Top Cover | [7 empty] | Ashok | Not Found | ok
SN250SN | AMCI Medical Imaging | 46-302393P1 |  | GE Healthcare | 46-302393P1 | Label | English/French Current /Voltage Label | [39 empty] | Brand Name |  | Type | Current /Voltage | Size |  | Color |  | Material |  | Dimensions |  | For Use With |  | Language | English/French | [98 empty] | Voltage Label | Current /Voltage Label | English Current /Voltage Label | [6 empty] | Ashok | Not Found | ok
SN257SN | AMCI Medical Imaging | 46-302409G1 |  | GE Healthcare | 46-302409G1 | Assembly | Drive Handle Sensor Assembly / Enable Cable | [39 empty] | Brand Name |  | Type | Drive Handle Sensor | Size |  | Color |  | Material |  | Dimensions |  | For Use With | [101 empty] | Drive Handle Sensor Assembly | Enable Cable | [7 empty] | Ashok | Not Found | ok
SN265SN | AMCI Medical Imaging | 46-302609P1 |  | GE Healthcare | 46-302609P1 | Solenoid | Static Torque Vertical Brake Solenoid For Vertical Column (1.15K Ohms) | [39 empty] | Brand Name |  | Type | Static Torque Vertical Brake | Size |  | Color |  | Material |  | Dimensions |  | For Use With | For Vertical Column (1.15K Ohms) | [100 empty] | Vertical Brake Solenoid | Static Torque Vertical Brake Solenoid | [7 empty] | Ashok | Not Found | ok
SN272SN | AMCI Medical Imaging | 46-302656P1 |  | GE Healthcare | 46-302656P1 | Shaft | Pulley Shaft | [39 empty] | Brand Name |  | Type | Pulley | Size |  | Color |  | Material |  | Dimensions |  | For Use With | [101 empty] | Pulley Shaft | [8 empty] | Ashok | Not Found | ok
SN207SN | AMCI Medical Imaging | 46-302808P1 |  | GE Healthcare | 46-302808P1 | Bumper | Black Rubber Front Bumper | [9 empty] | https://static.wixstatic.com/media/ff843c_ace1a4ba5eec4579b68b5f3bab118866~mv2.jpg/v1/fill/w_500,h_333,al_c,q_80,usm_0.66_1.00_0.01,enc_avif,quality_auto/ff843c_ace1a4ba5eec4579b68b5f3bab118866~mv2.jpg | [29 empty] | Brand Name |  | Type | Front | Size |  | Color | Black | Material |  | Dimensions |  | For Use With | [101 empty] | Front Bumper | Rubber Front Bumper |  | https://www.amcimedical.com/product-page/46-302808p1 | [5 empty] | Ashok | Found | ok
SN214SN | AMCI Medical Imaging | 46-302808P2 |  | GE Healthcare | 46-302808P2 | Bumper | GEMS Gray #4 Rubber Front Bumper | [9 empty] | https://static.wixstatic.com/media/ff843c_49501d2c20fd4f7d992ff2e3987f45e9~mv2.jpg/v1/fill/w_500,h_333,al_c,q_80,usm_0.66_1.00_0.01,enc_avif,quality_auto/ff843c_49501d2c20fd4f7d992ff2e3987f45e9~mv2.jpg | [29 empty] | Brand Name |  | Type | GEMS Gray #4 Front | Size |  | Color |  | Material |  | Dimensions |  | For Use With | [101 empty] | Front Bumper | GEMS Gray #4 Front Bumper |  | https://www.amcimedical.com/product-page/46-302808p2 | [5 empty] | Ashok | Found | ok
SN227SN | AMCI Medical Imaging | 46-302914P1 |  | GE Healthcare | 46-302914P1 | Clamp | 19.93mm dia Big Clamp For HV Cables | [39 empty] | Brand Name |  | Type |  | Size | Big | Color |  | Material |  | Dimensions |  | For Use With | For HV Cables | Diameter | 19.93mm | [98 empty] | Cable Clamp | HV Cable Clamp | [7 empty] | Ashok | Not Found | ok
SN236SN | AMCI Medical Imaging | 46-302950P1 |  | GE Healthcare | 46-302950P1 | Handle Brace | Rev. 10 Drive Handle Brace | [39 empty] | Brand Name |  | Type | Drive | Size |  | Color |  | Material |  | Dimensions |  | For Use With |  | Revision Type | Rev. 10 | [98 empty] | Handle Brace | Rev. 10 Drive Handle Brace | [7 empty] | Ashok | Not Found | ok
SN1SN | AMCI Medical Imaging | 1000274P477 |  | GE Healthcare | 1000274P477 | Spacer | 0.40 ID x 0.50in OD x 0.35in Thk Spacer | [39 empty] | Brand Name |  | Type |  | Size |  | Color |  | Material |  | Dimensions |  | For Use With |  | Inner Diameter | 0.40in | Outer Diameter | 0.50in | Thickness | 0.35in | [94 empty] | Spacer | [8 empty] | Ranjitha | Not Found | ok
SN4SN | AMCI Medical Imaging | 1000904P124 |  | GE Healthcare | 1000904P124 | Washer | 0.196 ID x 0.355 OD x 0.062in Thk Flat Washer | [39 empty] | Brand Name |  | Type | Flat | Size |  | Color |  | Material |  | Dimensions |  | For Use With |  | Inner Diameter | 0.196in | Outer Diameter | 0.335in | Thickness | 0.062in | [93 empty] | 4/Pack | Washer | Flat Washer | [7 empty] | Ranjitha | Not Found | ok
SN10SN | AMCI Medical Imaging | 1000904P171 |  | GE Healthcare | 1000904P171 | Washer | 0.2660 ID x 0.5000 OD x 0.0320in Thk F70B5A Flat Washer | [39 empty] | Brand Name |  | Type | Flat | Size |  | Color |  | Material |  | Dimensions |  | For Use With |  | Inner Diameter | 0.2660in | Outer Diameter | 0.5000in | Thickness | 0.0320in | Finish | F70B5A | [91 empty] | 2/Pack | Washer | Flat Washer | [7 empty] | Ranjitha | Not Found | ok
SN14SN | AMCI Medical Imaging | 1000904P394 |  | GE Healthcare | 1000904P394 | Washer | 0.2600 ID x 0.5650 OD x 0.040in Thk Flat Washer | [39 empty] | Brand Name |  | Type | Flat | Size |  | Color |  | Material |  | Dimensions |  | For Use With |  | Inner Diameter | 0.2660in | Outer Diameter | 0.5650in | Thickness | 0.040in | [93 empty] | 4/Pack | Washer | Flat Washer | [7 empty] | Ranjitha | Not Found | ok
SN33SN | AMCI Medical Imaging | 12276 |  | GE Healthcare | 12276 | Clamp | Cable Clamp For Washer | [39 empty] | Brand Name |  | Type | Cable | Size |  | Color |  | Material |  | Dimensions |  | For Use With | For Washer | [100 empty] | Clamp | Cable Clamp | [7 empty] | Ranjitha | Not Found | ok
SN21SN | AMCI Medical Imaging | 2123249 |  | GE Healthcare | 2123249 | Pin | Delrin Latch Pin | [39 empty] | Brand Name |  | Type | Latch | Size |  | Color |  | Material | Delrin | Dimensions |  | For Use With | [101 empty] | Pin | Latch Pin | [7 empty] | Ranjitha | Not Found | ok
SN5SN | AMCI Medical Imaging | 2135423 |  | GE Healthcare | 2135423 | Display Cut Out | Top Metal Panel Display Cut Out | [39 empty] | Brand Name |  | Type | Top, Metal Panel | Size |  | Color |  | Material |  | Dimensions |  | For Use With | [101 empty] | Display Cut Out | Metal Panel Display Cut Out | Top Display Cut Out | [6 empty] | Ranjitha | Not Found
SN8SN | AMCI Medical Imaging | 2135423-2 |  | GE Healthcare | 2135423-2 | Push Botton Cut Out | Bottom Metal Panel Push Botton Cut Out | [39 empty] | Brand Name |  | Type | Bottom, Metal Panel | Size |  | Color |  | Material |  | Dimensions |  | For Use With | [101 empty] | Push Botton Cut Out | Metal Panel Push Botton Cut Out | Bottom Push Botton Cut Out | [6 empty] | Ranjitha | Not Found
SN17SN | AMCI Medical Imaging | 2141603 |  | GE Healthcare | 2141603 | Cable | 14.7ft L 8-Lead Italian Version Cable | [39 empty] | Brand Name |  | Type | Italian Version | Size |  | Color |  | Material |  | Dimensions |  | For Use With |  | Length | 14.7ft | Number Of Lead | 8 | [96 empty] | Cable | Italian Version Cable | [7 empty] | Ranjitha | Not Found | ok
SN19SN | AMCI Medical Imaging | 2159756 |  | GE Healthcare | 2159756 | Spacer | Concentration Latch Flux Spacer | [39 empty] | Brand Name |  | Type | Concentration Latch, Flux | Size |  | Color |  | Material |  | Dimensions |  | For Use With | [101 empty] | Spacer | Flux Spacer | Concentration Latch Spacer | [6 empty] | Ranjitha | Not Found | ok
SN23SN | AMCI Medical Imaging | 2170180 |  | GE Healthcare | 2170180 | Logo | Logo | [39 empty] | Brand Name |  | Type |  | Size |  | Color |  | Material |  | Dimensions |  | For Use With | [101 empty] | Logo | [8 empty] | Ranjitha | Not Found | ok
SN37SN | AMCI Medical Imaging | 2170759 |  | GE Healthcare | 2170759 | Motor Brush | Motor Brush For Main Drive Motor | [9 empty] | https://static.wixstatic.com/media/ff843c_0f686ce34f924f73989163f44406ad4b~mv2.jpg/v1/fill/w_500,h_667,al_c,lg_1,q_80,enc_avif,quality_auto/ff843c_0f686ce34f924f73989163f44406ad4b~mv2.jpg | [29 empty] | Brand Name |  | Type |  | Size |  | Color |  | Material |  | Dimensions |  | For Use With | For Main Drive Motor | [100 empty] | Motor Brush | Drive Motor Brush |  | https://www.amcimedical.com/product-page/2170759 | [5 empty] | Ranjitha | Found | ok
SN2SN | AMCI Medical Imaging | 2171246 |  | GE Healthcare | 2171246 | Clamp | 16.5mm dia High Voltage Cable Clamp | [39 empty] | Brand Name |  | Type | High Voltage, Cable | Size |  | Color |  | Material |  | Dimensions |  | For Use With |  | Diameter | 16.5mm | [98 empty] | Clamp | Cable Clamp | High Voltage Clamp | [6 empty] | Ranjitha | Not Found | ok
SN406SN | AMCI Medical Imaging | 2174198 |  | GE Healthcare | 2174198 | Assembly | Plus Vertical Column Assembly With New Aluminum Extrusion Railing & 270° Rotation | [9 empty] | https://static.wixstatic.com/media/ff843c_442f2b1f922448ef94e465166f3ede01~mv2.jpg/v1/fill/w_231,h_448,al_c,lg_1,q_80,enc_avif,quality_auto/ff843c_442f2b1f922448ef94e465166f3ede01~mv2.jpg | [29 empty] | Brand Name |  | Type | Plus Vertical Column | Size |  | Color |  | Material |  | Dimensions |  | For Use With |  | With | With New Aluminum Extrusion Railing & 270° Rotation | [98 empty] | Assembly | Plus Vertical Column Assembly |  | https://www.amcimedical.com/product-page/2174198 | [5 empty] | Ranjitha | Found | ok
SN12SN | AMCI Medical Imaging | 2178054 |  | GE Healthcare | 2178054 | Upgrade Kit (TS4) | Lock Latch K1 Relay Assembly Horizontal Arm Solenoid Upgrade Kit (TS4) | [39 empty] | Brand Name |  | Type | Lock Latch K1 Relay Assembly, Horizontal Arm, Solenoid | Size |  | Color |  | Material |  | Dimensions |  | For Use With | [101 empty] | Upgrade Kit (TS4) | Solenoid Upgrade Kit (TS4) | Lock Latch K1 Relay Assembly Upgrade Kit (TS4) | [6 empty] | Ranjitha | Not Found | ok
SN16SN | AMCI Medical Imaging | 2178774 | ODC-24A | GE Healthcare | 2178774 | Relay | 18 to 32VDC Input 250VDC Output Opto-Isolated Module Solid State Relay | [39 empty] | Brand Name |  | Type | Opto-Isolated Module, Solid State | Size |  | Color |  | Material |  | Dimensions |  | For Use With |  | Input Voltage | 18 to 32VDC | Output Voltage | 250VDC | [96 empty] | Relay | Solid State Relay | Opto-Isolated Module Relay | [6 empty] | Ranjitha | Not Found | ok
SN22SN | AMCI Medical Imaging | 2190769 |  | GE Healthcare | 2190769 | Kit | Gray Coil Cord Handswitch Cable Kit For AMX-4 Plus X-Ray | [9 empty] | https://static.wixstatic.com/media/ff843c_f81905e5974a45e9870ecaafcc2561ef~mv2.jpg/v1/fill/w_500,h_667,al_c,q_80,usm_0.66_1.00_0.01,enc_avif,quality_auto/ff843c_f81905e5974a45e9870ecaafcc2561ef~mv2.jpg | [29 empty] | Brand Name |  | Type | Coil Cord, Handswitch Cable | Size |  | Color | Gray | Material |  | Dimensions |  | For Use With | For AMX-4 Plus X-Ray | Includes | Screw, Lock Washer, Clamp | [98 empty] | Kit | Handswitch Cable Kit | Coil Cord Kit | https://www.amcimedical.com/product-page/2190769 | [5 empty] | Ranjitha | Found | ok
SN7SN | AMCI Medical Imaging | 2201783-2A |  | GE Healthcare | 2201783-2A | Label Set | Label Set For Top Cover, Side Panel Cover & Cassette Drawer | [39 empty] | Brand Name |  | Type |  | Size |  | Color |  | Material |  | Dimensions |  | For Use With | For Top Cover, Side Panel Cover & Cassette Drawer | [100 empty] | Label Set | Cassette Drawer Label Set | [7 empty] | Ranjitha | Not Found | ok
SN9SN | AMCI Medical Imaging | 2208892 |  | GE Healthcare | 2208892 | Pressure Switch | Pressure Switch For X-Ray Tube | [39 empty] | Brand Name |  | Type |  | Size |  | Color |  | Material |  | Dimensions |  | For Use With | For X-Ray Tube | [100 empty] | Pressure Switch | X-Ray Tube Pressure Switch | [7 empty] | Ranjitha | Not Found | ok
SN13SN | AMCI Medical Imaging | 2234673 |  | GE Healthcare | 2234673 | Wire | Grounding Wire | [39 empty] | Brand Name |  | Type | Grounding | Size |  | Color |  | Material |  | Dimensions |  | For Use With | [101 empty] | Wire | Grounding Wire | [7 empty] | Ranjitha | Not Found | ok
SN383SN | AMCI Medical Imaging | 2262491 |  | GE Healthcare | 2262491 | Pressure Switch | 3A Pressure Switch For HRT 09N X-Ray Tube | [39 empty] | Brand Name |  | Type |  | Size |  | Color |  | Material |  | Dimensions |  | For Use With | For HRT 09N X-Ray Tube | Amperage | 3A | [98 empty] | Pressure Switch | X-Ray Tube Pressure Switch | [7 empty] | Ranjitha | Not Found | ok
SN11SN | AMCI Medical Imaging | 2281603 |  | GE Healthcare | 2281603 | Planetary Drive | Wheel Planetary Drive For GE Portable AMX 4 Plus portable X-Ray Systems | [39 empty] | Brand Name |  | Type | Wheel | Size |  | Color |  | Material |  | Dimensions |  | For Use With | For GE Portable X-Ray | [100 empty] | Planetary Drive | Wheel Planetary Drive | [7 empty] | Ranjitha | Not Found | ok
SN18SN | AMCI Medical Imaging | 2284033 |  | GE Healthcare | 2284033 | Upgrade Kit | Front Caster and Wheel Upgrade Kit Includes 2 Set Of Caster & Wheels | [9 empty] | https://static.wixstatic.com/media/ff843c_c49bf545a981421a8c25e78d76afb91a~mv2.jpg/v1/fill/w_499,h_333,al_c,q_80,usm_0.66_1.00_0.01,enc_avif,quality_auto/ff843c_c49bf545a981421a8c25e78d76afb91a~mv2.jpg | [29 empty] | Brand Name |  | Type | Front Caster and Wheel | Size |  | Color |  | Material |  | Dimensions |  | For Use With |  | Includes | 2 Set Of Caster & Wheels With Mounting Hardware & Instructions | [98 empty] | Upgrade Kit | Front Caster and Wheel Upgrade Kit |  | https://www.amcimedical.com/product-page/2284033 | [5 empty] | Ranjitha | Found | ok
SN20SN | AMCI Medical Imaging | 2284035 |  | GE Healthcare | 2284035 | Assembly | Horizontal Arm Lock Latch Pin Bracket Assembly With (46-163294P1) Washer | [39 empty] | Brand Name |  | Type | Horizontal Arm, Lock Latch Pin, Bracket | Size |  | Color |  | Material |  | Dimensions |  | For Use With |  | With | With 46-163294P1 Washer and 46-170498P14 Screw | [98 empty] | Assembly | Bracket Assembly | Horizontal Arm Assembly | [6 empty] | Ranjitha | Not Found | ok
SN3SN | AMCI Medical Imaging | 2378276 |  | GE Healthcare | 2378276 | Drawer Insulator | 13 x 13in 0.014in Thk Mylar Cassette Drawer Insulator With 3M 468 Backing | [39 empty] | Brand Name |  | Type | Cassette | Size |  | Color |  | Material | Mylar | Dimensions | 13 x 13in | For Use With |  | Thickness | 0.014in | With | With 3M 468 Backing | [96 empty] | D | Drawer Insulator | Cassette Drawer Insulator | [6 empty] | Ranjitha | Not Found
SN6SN | AMCI Medical Imaging | 2409241 |  | GE Healthcare | 2409241 | Controller Board | Main Display Controller Board | [9 empty] | https://static.wixstatic.com/media/ff843c_b99c639ca7694f8ebc70db59b0534991~mv2.jpg/v1/fill/w_500,h_375,al_c,q_80,usm_0.66_1.00_0.01,enc_avif,quality_auto/ff843c_b99c639ca7694f8ebc70db59b0534991~mv2.jpg | [29 empty] | Brand Name |  | Type | Main Display, Surface Mount Technology | Size |  | Color |  | Material |  | Dimensions |  | For Use With |  | Standards | Rohs Compliance | [98 empty] | Controller Board | Surface Mount Technology Controller Board | Main Display Controller Board | https://www.amcimedical.com/product-page/2409241 | [5 empty] | Ranjitha | Found | ok
SN25SN | AMCI Medical Imaging | 2801022 |  | GE Healthcare | 2801022 | Wheel | 8 dia x 2in W XS Soft Rubber Gray/Black Front Tire Wheel Without Caster | [6 empty] | 2in |  |  | https://static.wixstatic.com/media/ff843c_b1ad1da8967f455f9f25f322b3d6a741~mv2.jpg/v1/fill/w_500,h_333,al_c,q_80,usm_0.66_1.00_0.01,enc_avif,quality_auto/ff843c_b1ad1da8967f455f9f25f322b3d6a741~mv2.jpg | https://static.wixstatic.com/media/ff843c_8b9405f5980c4886848e4381d16a37e8~mv2.jpg/v1/fill/w_500,h_333,al_c,q_80,usm_0.66_1.00_0.01,enc_avif,quality_auto/ff843c_8b9405f5980c4886848e4381d16a37e8~mv2.jpg | [28 empty] | Brand Name |  | Type | Front Tire | Size | XS | Color | Gray/Black | Material | Soft Rubber | Dimensions |  | For Use With |  | Diameter | 8in | Without | Without Caster | [96 empty] | Wheel | Front Tire Wheel |  | https://www.amcimedical.com/product-page/2801022 | [5 empty] | Ranjitha | Found | ok
SN384SN | AMCI Medical Imaging | 2801050 |  | GE Healthcare | 2801050 | Kit | Collimator Knob Pointer Kit | [39 empty] | Brand Name |  | Type | Collimator Knob Pointer | Size |  | Color |  | Material |  | Dimensions |  | For Use With | [101 empty] | Kit | Collimator Knob Pointer Kit | [7 empty] | Ranjitha | Not Found | ok
SN379SN | AMCI Medical Imaging | 2801118 |  | GE Healthcare | 2801118 | Kit | Extrusion Rubber Trim Kit | [39 empty] | Brand Name |  | Type | Extrusion Rubber Trim | Size |  | Color |  | Material |  | Dimensions |  | For Use With | [101 empty] | Kit | Extrusion Rubber Trim Kit | [7 empty] | Ranjitha | Not Found | ok
SN15SN | AMCI Medical Imaging | 2801172 |  | GE Healthcare | 2801172 | Label Kit | Plus Logo Label Kit For 2-Side Panel Covers | [39 empty] | Brand Name |  | Type | Plus Logo | Size |  | Color |  | Material |  | Dimensions |  | For Use With | For 2-Side Panel Covers | Includes | (2) 2170180 & (2) 2170181 | [97 empty] | 2/Pack | Label Kit | Plus Logo Label Kit | [7 empty] | Ranjitha | Not Found | ok
SN385SN | AMCI Medical Imaging | 2801195 |  | GE Healthcare | 2801195 | Cable Ties | 14.5in L Heavy Duty Cable Ties For High Voltage Cables | [39 empty] | Brand Name |  | Type | Heavy Duty | Size |  | Color |  | Material |  | Dimensions |  | For Use With | For High Voltage Cables | Length | 14.5in | [98 empty] | Cable Ties | Heavy Duty Cable Ties | [7 empty] | Ranjitha | Not Found | ok
SN351SN | AMCI Medical Imaging | 2801196 |  | GE Healthcare | 2801196 | Cable Ties | 14.5in L Heavy Duty Cable Ties For High Voltage Cables | [39 empty] | Brand Name |  | Type | Heavy Duty | Size |  | Color |  | Material |  | Dimensions |  | For Use With | For High Voltage Cables | Length | 14.5in | [97 empty] | 100/Pack | Cable Ties | Heavy Duty Cable Ties | [7 empty] | Ranjitha | Not Found | ok
SN496SN | AMCI Medical Imaging | 2801301 |  | GE Healthcare | 2801301 | Replacement Set | 2 Trays Pre-Wired Replacement Set For AMX-4 and AMX-4 Plus X-Ray | [39 empty] | Brand Name |  | Type | 2 Trays, Pre-Wired | Size |  | Color |  | Material |  | Dimensions |  | For Use With | For AMX-4 and AMX-4 Plus X-Ray | With | With Threaded Post Terminal | [98 empty] | Replacement Set | Pre-Wired Replacement Set | 2 Trays Replacement Set | [6 empty] | Ranjitha | Not Found | ok
SN24SN | AMCI Medical Imaging | 403B335P2 |  | GE Healthcare | 403B335P2 | Terminal Strip | 20A 4-Position Terminal Strip | [39 empty] | Brand Name |  | Type |  | Size |  | Color |  | Material |  | Dimensions |  | For Use With |  | Number Of Position | 4 | Amperage | 20A | [96 empty] | Terminal Strip | 4-Position Terminal Strip |  | https://www.amcimedical.com/product-page/403b335p2 | [5 empty] | Ranjitha | Found | ok
SN26SN | AMCI Medical Imaging | 403B335P9 |  | GE Healthcare | 403B335P9 | Terminal Strip | 20A 8-Position Terminal Strip | [39 empty] | Brand Name |  | Type |  | Size |  | Color |  | Material |  | Dimensions |  | For Use With |  | Number Of Position | 8 | Amperage | 20A | [96 empty] | Terminal Strip | 8-Position Terminal Strip | [7 empty] | Ranjitha | Not Found | ok
SN35SN | AMCI Medical Imaging | 46-136228P3 |  | GE Healthcare | 46-136228P3 | Clip | Clip For Column Cover | [39 empty] | Brand Name |  | Type |  | Size |  | Color |  | Material |  | Dimensions |  | For Use With | For Column Cover | [100 empty] | Clip | Column Cover Clip | [7 empty] | Ranjitha | Not Found | ok
SN46SN | AMCI Medical Imaging | 46136282P45 |  | GE Healthcare | 46136282P45 | Bearing | 0.3937 ID x 1.1811 OD x 0.3543in W Single Row Ball Bearing Ball | [6 empty] | 0.3543in | [32 empty] | Brand Name |  | Type | Single Row, Ball | Size |  | Color |  | Material |  | Dimensions |  | For Use With |  | Inner Diameter | 0.3937in | Outer Diameter | 1.1811in | [96 empty] | Bearing | Ball Bearing | Single Row Bearing | [6 empty] | Ranjitha | Not Found | ok
SN55SN | AMCI Medical Imaging | 46-136282P51 |  | GE Healthcare | 46-136282P51 | Bearing | 0.1250 ID x 0.3750 OD x 0.1562in W Bearing | [6 empty] | 0.1562in | [32 empty] | Brand Name |  | Type |  | Size |  | Color |  | Material |  | Dimensions |  | For Use With |  | Inner Diameter | 0.1250in | Outer Diameter | 0.3750in | [96 empty] | Bearing | [8 empty] | Ranjitha | Not Found | ok
SN62SN | AMCI Medical Imaging | 46-136282P63 |  | GE Healthcare | 46-136282P63 | Bearing | 0.4724 ID x 1.2598 OD x 0.3937in W Bearing | [6 empty] | 0.3937in | [32 empty] | Brand Name |  | Type |  | Size |  | Color |  | Material |  | Dimensions |  | For Use With |  | Inner Diameter | 0.4724in | Outer Diameter | 1.2598in | [96 empty] | Bearing |  |  | https://www.amcimedical.com/product-page/46-136282p63 | [5 empty] | Ranjitha | Found | ok
SN73SN | AMCI Medical Imaging | 46-136282P76 |  | GE Healthcare | 46-136282P76 | Bearing | 0.3750 ID x 0.8750 OD x 0.2812in W Bearing | [6 empty] | 0.2812in | [32 empty] | Brand Name |  | Type |  | Size |  | Color |  | Material |  | Dimensions |  | For Use With |  | Inner Diameter | 0.3750in | Outer Diameter | 0.8750in | [96 empty] | Bearing | [8 empty] | Ranjitha | Not Found | ok
SN79SN | AMCI Medical Imaging | 46-136282P87 |  | GE Healthcare | 46-136282P87 | Bearing | 1.771 ID x 3.3465 OD x 0.7480in W Bearing | [6 empty] | 0.7480in | [32 empty] | Brand Name |  | Type |  | Size |  | Color |  | Material |  | Dimensions |  | For Use With |  | Inner Diameter | 1.7717in | Outer Diameter | 3.3465in | [96 empty] | Bearing | [8 empty] | Ranjitha | Not Found | ok
SN93SN | AMCI Medical Imaging | 46136282P88 |  | GE Healthcare | 46136282P88 | Bearing | 0.4724 ID x 1.2598 OD x 0.3937in W Bearing | [6 empty] | 0.3937in | [32 empty] | Brand Name |  | Type |  | Size |  | Color |  | Material |  | Dimensions |  | For Use With |  | Inner Diameter | 0.4724in | Outer Diameter | 1.2598in | [96 empty] | Bearing | [8 empty] | Ranjitha | Not Found | ok
SN104SN | AMCI Medical Imaging | 46-136282P89 |  | GE Healthcare | 46-136282P89 | Bearing | 0.125 ID x 0.5 OD x 0.172in W Bearing For Tube Rotation | [6 empty] | 0.172in | [32 empty] | Brand Name |  | Type |  | Size |  | Color |  | Material |  | Dimensions |  | For Use With | For Tube Rotation | Inner Diameter | 0.125in | Outer Diameter | 0.5in | [96 empty] | Bearing | Tube Rotation Bearing | [7 empty] | Ranjitha | Not Found | ok
SN108SN | AMCI Medical Imaging | 46136282P93 |  | GE Healthcare | 46136282P93 | Bearing | 0.3125 ID x 0.6882 OD x 0.2500in W Bearing | [6 empty] | 0.2500in | [32 empty] | Brand Name |  | Type |  | Size |  | Color |  | Material |  | Dimensions |  | For Use With |  | Inner Diameter | 0.3125in | Outer Diameter | 0.6882in | [96 empty] | Bearing | [8 empty] | Ranjitha | Not Found | ok
SN30SN | AMCI Medical Imaging | 46-136334P53 |  | GE Healthcare | 46-136334P53 | Mircro Switch | SPDT Basic Mircro Switch For General Use | [39 empty] | Brand Name |  | Type | Basic | Size |  | Color |  | Material |  | Dimensions |  | For Use With | For General Use | Circuit Type | SPDT | [98 empty] | Mircro Switch | Basic Mircro Switch |  | https://www.amcimedical.com/product-page/46-136334p53 | [5 empty] | Ranjitha | Found | ok
SN38SN | AMCI Medical Imaging | 46-136334P54 |  | GE Healthcare | 46-136334P54 | Mircro Switch | Low Force SPDT Basic Mircro Switch | [39 empty] | Brand Name |  | Type | Low Force, Basic | Size |  | Color |  | Material |  | Dimensions |  | For Use With |  | Circuit Type | SPDT | [98 empty] | Mircro Switch | Basic Mircro Switch | Low Force Mircro Switch | [6 empty] | Ranjitha | Not Found | ok
SN47SN | AMCI Medical Imaging | 46136334P58 |  | GE Healthcare | 46136334P58 | Switch | Switch | [39 empty] | Brand Name |  | Type |  | Size |  | Color |  | Material |  | Dimensions |  | For Use With | [101 empty] | Switch | [8 empty] | Ranjitha | Not Found | ok
SN72SN | AMCI Medical Imaging | 46-136343P9 |  | GE Healthcare | 46-136343P9 | Service Switch | SPDT On-None-On Toggle Service Switch | [39 empty] | Brand Name |  | Type | Toggle | Size |  | Color |  | Material |  | Dimensions |  | For Use With |  | Circuit Type | SPDT | Actuation | On-None-On | [96 empty] | Service Switch | Toggle Service Switch | [7 empty] | Ranjitha | Not Found | ok
SN81SN | AMCI Medical Imaging | 46-136353P109 |  | GE Healthcare | 46-136353P109 | Spring | 0.300in OD Steel Compression Spring | [39 empty] | Brand Name |  | Type | Compression | Size |  | Color |  | Material | Steel | Dimensions |  | For Use With |  | Outer Diameter | 0.300in | Wire Diameter | 0.045in | [96 empty] | Spring | Compression Spring | [7 empty] | Ranjitha | Not Found
SN103SN | AMCI Medical Imaging | 46-136356P17 |  | GE Healthcare | 46-136356P17 | Washer | 1.004 ID x 1.560 OD x 0.035in Thk Steel Washer | [39 empty] | Brand Name |  | Type |  | Size |  | Color |  | Material | Steel | Dimensions |  | For Use With |  | Inner Diameter | 1.004in | Outer Diameter | 1.560in | Thickness | 0.035in | [94 empty] | Washer | Steel Washer | [7 empty] | Ranjitha | Not Found | ok
SN111SN | AMCI Medical Imaging | 46-136356P18 |  | GE Healthcare | 46-136356P18 | Washer | 1 ID x 1.01 OD x 1.625in Thk Steel Conical Spring Washer | [39 empty] | Brand Name |  | Type | Conical Spring | Size |  | Color |  | Material | Steel | Dimensions |  | For Use With | [101 empty] | Washer | Conical Spring Washer | [7 empty] | Ranjitha | Not Found | ok
SN27SN | AMCI Medical Imaging | 46-136370P11 |  | GE Healthcare | 46-136370P11 | Relay | 120VAC 1A 50/60Hz Relay For Battery Charger Board (K216) | [39 empty] | Brand Name |  | Type |  | Size |  | Color |  | Material |  | Dimensions |  | For Use With | For Battery Charger Board (K216) | Voltage | 120VAC | Amperage | 1A | Frequency | 50/60Hz | [94 empty] | Relay | Battery Charger Board Relay | [7 empty] | Ranjitha | Not Found | ok
SN41SN | AMCI Medical Imaging | 46-136380P15 |  | GE Healthcare | 46-136380P15 | Washer | 1.005 ID x 1.77 OD x 0.0642in Thk Washer | [39 empty] | Brand Name |  | Type |  | Size |  | Color |  | Material |  | Dimensions |  | For Use With |  | Inner Diameter | 1.005in | Outer Diameter | 1.77in | Thickness | 0.0642in | [94 empty] | Washer | [8 empty] | Ranjitha | Not Found | ok
SN57SN | AMCI Medical Imaging | 46-139468P20 |  | GE Healthcare | 46-139468P20 | Bearing | 0.3937 ID x 1.1811 OD x 0.35432in W Bearing | [6 empty] | 0.3543in | [32 empty] | Brand Name |  | Type |  | Size |  | Color |  | Material |  | Dimensions |  | For Use With |  | Inner Diameter | 0.3937in | Outer Diameter | 1.1811in | [96 empty] | Bearing | [8 empty] | Ranjitha | Not Found | ok
SN67SN | AMCI Medical Imaging | 46-139468P5 |  | GE Healthcare | 46-139468P5 | Bearing | 0.2500 ID x 0.7500 OD x 0.2188in W Bearing | [6 empty] | 0.2188in | [32 empty] | Brand Name |  | Type |  | Size |  | Color |  | Material |  | Dimensions |  | For Use With |  | Inner Diameter | 0.2500in | Outer Diameter | 0.7500in | [96 empty] | Bearing | [8 empty] | Ranjitha | Not Found | ok
SN78SN | AMCI Medical Imaging | 46-140184P1 |  | GE Healthcare | 46-140184P1 | Spacer | 0.389 ID x 0.750 OD x 0.160in Thk Zinc Bottom Column Spacer For Nut Bolt | [39 empty] | Brand Name |  | Type | Bottom Column | Size |  | Color |  | Material | Zinc | Dimensions |  | For Use With | For Nut Bolt | Inner Diameter | 0.389in | Outer Diameter | 0.750in | Thickness | 0.160in | [94 empty] | Spacer | Bottom Column Spacer | [7 empty] | Ranjitha | Not Found | ok
SN89SN | AMCI Medical Imaging | 46-140332P1 |  | GE Healthcare | 46-140332P1 | Washer | 0.510 ID x 0.760 OD x 0.067in Thk B8A4B2 Old Type Washer For Solenoid | [39 empty] | Brand Name |  | Type | Old | Size |  | Color |  | Material |  | Dimensions |  | For Use With | For Solenoid | Inner Diameter | 0.510in | Outer Diameter | 0.760in | Thickness | 0.067in | Finish | B8A4B2 | [92 empty] | Washer | Old Washer | [7 empty] | Ranjitha | Not Found | ok
SN28SN | AMCI Medical Imaging | 46-154083P2 |  | GE Healthcare | 46-154083P2 | Resistor | 2.5Ohm 200W 10% Wirewound Resistor | [39 empty] | Brand Name |  | Type | 10% Wirewound | Size |  | Color |  | Material |  | Dimensions |  | For Use With |  | Resistance | 2.5Ohm | Wattage | 200W | [96 empty] | Resistor | 10% Wirewound Resistor | [7 empty] | Ranjitha | Not Found | ok
SN70SN | AMCI Medical Imaging | 46-163294P1 |  | GE Healthcare | 46-163294P1 | Washer | Washer | [39 empty] | Brand Name |  | Type |  | Size |  | Color |  | Material |  | Dimensions |  | For Use With | [101 empty] | Washer | [8 empty] | Ranjitha | Not Found | ok
SN386SN | AMCI Medical Imaging | 46-170012P36 |  | GE Healthcare | 46-170012P36 | Lock Nut | 6-32 Hex Lock Nut | [9 empty] | https://static.wixstatic.com/media/ff843c_35f20c41ac0f4860bdd6045ffb39bc15~mv2.jpg/v1/fill/w_500,h_667,al_c,lg_1,q_80,enc_avif,quality_auto/ff843c_35f20c41ac0f4860bdd6045ffb39bc15~mv2.jpg | [29 empty] | Brand Name |  | Type | Hex | Size |  | Color |  | Material |  | Dimensions |  | For Use With |  | Thread Size | 6-32 | [98 empty] | Lock Nut | Hex Lock Nut |  | https://www.amcimedical.com/product-page/46-170012p36 | [5 empty] | Ranjitha | Found | ok
SN48SN | AMCI Medical Imaging | 46170015P21 |  | GE Healthcare | 46170015P21 | Screw | 00010-32 x 0.625in L Steel Bind Head SEMS Screw For Main Cable Metal Clamp | [39 empty] | Brand Name |  | Type | External, SEMS | Size |  | Color |  | Material | Steel | Dimensions |  | For Use With | For Main Cable Metal Clamp | Length | 0.625in | Thread Size | 00010-32 | Head Type | Bind | [94 empty] | Screw | SEMS Screw | External Screw | [6 empty] | Ranjitha | Not Found | ok
SN59SN | AMCI Medical Imaging | 46-170015P23 |  | GE Healthcare | 46-170015P23 | Screw | 001/4-20 x 0.500in L Hexagonal Head Steel SEMS Screw | [39 empty] | Brand Name |  | Type | External, SEMS | Size |  | Color |  | Material | Steel | Dimensions |  | For Use With |  | Length | 0.500in | Thread Size | 001/4-20 | Head Type | Hexagonal | [94 empty] | Screw | External Screw | [7 empty] | Ranjitha | Not Found | ok
SN66SN | AMCI Medical Imaging | 46-170015P27 |  | GE Healthcare | 46-170015P27 | Screw | 6-32 x 0.5in L Silver Bind Head Screw For Holding Handswitch Hanger | [9 empty] | https://static.wixstatic.com/media/ff843c_35f20c41ac0f4860bdd6045ffb39bc15~mv2.jpg/v1/fill/w_500,h_667,al_c,lg_1,q_80,enc_avif,quality_auto/ff843c_35f20c41ac0f4860bdd6045ffb39bc15~mv2.jpg | [29 empty] | Brand Name |  | Type |  | Size |  | Color | Silver | Material |  | Dimensions |  | For Use With | For Holding Handswitch Hanger | Length | 0.5in | Thread Size | 6-32 | Head Type | Bind | [94 empty] | Screw | Bind Head Screw | Handswitch Hanger Screw | https://www.amcimedical.com/product-page/46-170015p27 | [5 empty] | Ranjitha | Found | ok
SN76SN | AMCI Medical Imaging | 46-170015P37 |  | GE Healthcare | 46-170015P37 | Screw | 00006-32 x 0.625in L Bind Head Steel SEMS Screw | [39 empty] | Brand Name |  | Type | External, SEMS | Size |  | Color |  | Material | Steel | Dimensions |  | For Use With |  | Length | 0.625in | Thread Size | 00006-32 | Head Type | Bind | [94 empty] | Screw | External Screw | [7 empty] | Ranjitha | Not Found | ok
SN84SN | AMCI Medical Imaging | 46-170015P9 |  | GE Healthcare | 46-170015P9 | Screw | 00010-32 x 1.000in L Bind Head Steel SEMS Screw | [39 empty] | Brand Name |  | Type | External, SEMS | Size |  | Color |  | Material | Steel | Dimensions |  | For Use With |  | Length | 1.000in | Thread Size | 00010-32 | Head Type | Bind | [94 empty] | Screw | External Screw | [7 empty] | Ranjitha | Not Found | ok
SN92SN | AMCI Medical Imaging | 46-170020P68 |  | GE Healthcare | 46-170020P68 | Dowel Pin | 0.187 dia x 0.625in L Standard Dowel Pin | [39 empty] | Brand Name |  | Type | Standard | Size |  | Color |  | Material |  | Dimensions |  | For Use With |  | Diameter | 0.187in | Length | 0.625in | [96 empty] | Dowel Pin | Standard Dowel Pin | [7 empty] | Ranjitha | Not Found | ok
SN98SN | AMCI Medical Imaging | 46-170021P38 | 314 Series | GE Healthcare | 46-170021P38 | Cartridge Fuse | 250V 15A Ceramic 3AB Fast-Acting Cartridge Fuse | [39 empty] | Brand Name |  | Type | 3AB Fast-Acting | Size |  | Color |  | Material | Ceramic | Dimensions |  | For Use With |  | Voltage | 250V | Amperage | 15A | [96 empty] | Cartridge Fuse | 3AB Fast-Acting Cartridge Fuse | [7 empty] | Ranjitha | Not Found | ok
SN113SN | AMCI Medical Imaging | 46-170021P51 | 312 Series | GE Healthcare | 46-170021P51 | Cartridge Fuse | 250V 2A Glass 3AG Fast-Acting Cartridge Fuse | [39 empty] | Brand Name |  | Type | 3AG Fast-Acting | Size |  | Color |  | Material | Glass | Dimensions |  | For Use With |  | Voltage | 250V | Amperage | 2A | [96 empty] | Cartridge Fuse | 3AG Fast-Acting Cartridge Fuse | [7 empty] | Ranjitha | Not Found | ok
SN29SN | AMCI Medical Imaging | 46-170024P6 |  | GE Healthcare | 46-170024P6 | Screw | 8-32 x 0.125in L Screw For Right & Left Hinge | [39 empty] | Brand Name |  | Type |  | Size |  | Color |  | Material |  | Dimensions |  | For Use With | For Right & Left Hinge | Length | 0.125in | Thread Size | 8-32 | [96 empty] | Screw | Right & Left Hinge Screw | [7 empty] | Ranjitha | Not Found | ok
SN36SN | AMCI Medical Imaging | 46-170024P8 |  | GE Healthcare | 46-170024P8 | Screw | 0.249 dia x 0.125in L Threaded Shoulder Screw For Top Cover Lock Latch Spring | [39 empty] | Brand Name |  | Type | Threaded, Shoulder | Size |  | Color |  | Material |  | Dimensions |  | For Use With | For Top Cover Lock Latch Spring | Length | 0.125in | Diameter | 0.249in | [96 empty] | Screw | Shoulder Screw | Threaded Screw | [6 empty] | Ranjitha | Not Found | ok
SN44SN | AMCI Medical Imaging | 46-170030P67 |  | GE Healthcare | 46-170030P67 | Capacitor | 1200µF 250VDC -10 to 50% Capacitor For Old X-Ray Control Module | [39 empty] | Brand Name |  | Type |  | Size |  | Color |  | Material |  | Dimensions |  | For Use With | For Old X-Ray Control Module | Capacitance | 1200µF | Voltage | 250VDC | Surge Voltage | 300V | Tolerance | -10 to 50% | Ambient Temperature | 85°C | [90 empty] | Capacitor | X-Ray Control Module Capacitor | [7 empty] | Ranjitha | Not Found | ok
SN53SN | AMCI Medical Imaging | 46-170030P78 |  | GE Healthcare | 46-170030P78 | Capacitor | 3100µF 200VDC -10 to 50% C2 Capacitor | [39 empty] | Brand Name |  | Type | C2 | Size |  | Color |  | Material |  | Dimensions |  | For Use With |  | Capacitance | 3100µF | Voltage | 200VDC | Tolerance | -10 to 50% | [94 empty] | Capacitor | C2 Capacitor | [7 empty] | Ranjitha | Not Found | ok
SN60SN | AMCI Medical Imaging | 46-170054P10 |  | GE Healthcare | 46-170054P10 | Clamp | Hold-Down Spring Clamp For Relay | [39 empty] | Brand Name |  | Type | Hold-Down, Spring | Size |  | Color |  | Material |  | Dimensions |  | For Use With | For Relay | [100 empty] | Clamp | Spring Clamp | Hold-Down Clamp | [6 empty] | Ranjitha | Not Found | ok
SN69SN | AMCI Medical Imaging | 46-170088P1 |  | GE Healthcare | 46-170088P1 | Filter | 0.5µF 600VDC 22Ohms 1/2W RC Network Filter | [39 empty] | Brand Name |  | Type | RC Network | Size |  | Color |  | Material |  | Dimensions |  | For Use With |  | Capacitance | 0.5µF | Voltage | 600VDC | Resistance | 22Ohms | Wattage | 1/2W | [92 empty] | Filter | RC Network Filter | [7 empty] | Ranjitha | Not Found | ok
SN32SN | AMCI Medical Imaging | 46-170183P15 |  | GE Healthcare | 46-170183P15 | Bearing | Bearing | [39 empty] | Brand Name |  | Type |  | Size |  | Color |  | Material |  | Dimensions |  | For Use With | [101 empty] | Bearing | [8 empty] | Ranjitha | Not Found | ok
SN39SN | AMCI Medical Imaging | 46-170183P16 |  | GE Healthcare | 46-170183P16 | Bearing | 1.002 ID x 1.552 OD x 0.031in Thk Steel Flat Race Bearing | [39 empty] | Brand Name |  | Type | Flat, Race | Size |  | Color |  | Material | Steel | Dimensions |  | For Use With |  | Inner Diameter | 1.002in | Outer Diameter | 1.552in | Thickness | 0.031in | [94 empty] | Bearing | Race Bearing | Flat Bearing | [6 empty] | Ranjitha | Not Found | ok
SN74SN | AMCI Medical Imaging | 46-170490P50 |  | GE Healthcare | 46-170490P50 | Spring | 0.652 OD x 4in L Spring | [39 empty] | Brand Name |  | Type |  | Size |  | Color |  | Material |  | Dimensions |  | For Use With |  | Outer Diameter | 0.652in | Length | 4in | Wire Diameter | 0.055in | [94 empty] | Spring |  |  | https://www.amcimedical.com/product-page/46-170490p50 | [5 empty] | Ranjitha | Found | input and website values mismatching
SN77SN | AMCI Medical Imaging | 46-170490P55 |  | GE Healthcare | 46-170490P55 | Spring | Drive Handle Spring | [39 empty] | Brand Name |  | Type | Drive, Handle | Size |  | Color |  | Material |  | Dimensions |  | For Use With | [101 empty] | Spring | Handle Spring | Drive Spring | [6 empty] | Ranjitha | Not Found | ok
SN86SN | AMCI Medical Imaging | 46-170497P11 |  | GE Healthcare | 46-170497P11 | Screw | Silver Round Socket Cap Screw For Drive Handle | [39 empty] | Brand Name |  | Type | Round | Size |  | Color | Silver | Material |  | Dimensions |  | For Use With | For Drive Handle (Silver) | Head Type | Socket Cap | [98 empty] | Screw | Round Screw | [7 empty] | Ranjitha | Not Found | ok
SN96SN | AMCI Medical Imaging | 46-170497P55 |  | GE Healthcare | 46-170497P55 | Screw | 4-40 x 0.25in L Black Round Hexagonal Socket Button Cap Head Screw | [39 empty] | Brand Name |  | Type | Round | Size |  | Color | Black | Material |  | Dimensions |  | For Use With |  | Length | 0.25in | Thread Size | 4-40 | Head Type | Hexagonal Socket Button Cap | [94 empty] | Screw | Round Screw | [7 empty] | Ranjitha | Not Found | ok
SN31SN | AMCI Medical Imaging | 46-170498P12 |  | GE Healthcare | 46-170498P12 | Screw | Screw | [39 empty] | Brand Name |  | Type |  | Size |  | Color |  | Material |  | Dimensions |  | For Use With | [101 empty] | Screw | [8 empty] | Ranjitha | Not Found | ok
SN40SN | AMCI Medical Imaging | 46-170498P14 |  | GE Healthcare | 46-170498P14 | Screw | 001/4-20 x 0.625in L Hexagonal Socket Head Steel Screw | [9 empty] | https://static.wixstatic.com/media/ff843c_35f20c41ac0f4860bdd6045ffb39bc15~mv2.jpg/v1/fill/w_500,h_667,al_c,lg_1,q_80,enc_avif,quality_auto/ff843c_35f20c41ac0f4860bdd6045ffb39bc15~mv2.jpg | [29 empty] | Brand Name |  | Type |  | Size |  | Color |  | Material | Steel | Dimensions |  | For Use With |  | Length | 0.625in | Thread Size | 001/4-20 | Head Type | Hexagonal Socket | [94 empty] | Screw | Hexagonal Socket Head Screw | Steel Screw | https://www.amcimedical.com/product-page/46-170498p14 | [5 empty] | Ranjitha | Found | ok
SN58SN | AMCI Medical Imaging | 46-170498P2 |  | GE Healthcare | 46-170498P2 | Screw | 10-32 x 0.750in L Hexagonal Socket Head Steel Screw | [39 empty] | Brand Name |  | Type |  | Size | 3/4in | Color |  | Material | Steel | Dimensions |  | For Use With |  | Length | 0.750in | Thread Size | 10-32 | Head Type | Hexagonal Socket | [94 empty] | Screw | Hexagonal Socket Head Screw | Steel Screw | [6 empty] | Ranjitha | Not Found | ok
SN65SN | AMCI Medical Imaging | 46-170498P79 |  | GE Healthcare | 46-170498P79 | Screw | 00006-32 x 0.375in L Steel Hexagonal Socket Head Cast Screw For Top Cover | [39 empty] | Brand Name |  | Type | Collar Cast | Size |  | Color |  | Material | Steel | Dimensions |  | For Use With | For Top Cover | Length | 0.375in | Thread Size | 00006-32 | Head Type | Hexagonal Socket | [94 empty] | Screw | Collar Cast Screw | [7 empty] | Ranjitha | Not Found | ok
SN75SN | AMCI Medical Imaging | 46-170509P1 |  | GE Healthcare | 46-170509P1 | Magnetic Strip | Flexible Permanent Magnetic Strip | [39 empty] | Brand Name |  | Type | Flexible Permanent | Size |  | Color |  | Material |  | Dimensions |  | For Use With | [101 empty] | Magnetic Strip | Flexible Permanent Magnetic Strip | [7 empty] | Ranjitha | Not Found | ok
SN85SN | AMCI Medical Imaging | 46-170686P1 |  | GE Healthcare | 46-170686P1 | Sealant | Loctite 242 0.5ml Medium Strength Removable Sealant | [39 empty] | Brand Name | Loctite 242 | Type | Removable | Size |  | Color |  | Material |  | Dimensions |  | For Use With |  | Capacity | 0.5ml | Strength | Medium | [96 empty] | Sealant | Removable Sealant | [7 empty] | Ranjitha | Not Found
SN101SN | AMCI Medical Imaging | 46-170686P2 |  | GE Healthcare | 46-170686P2 | Sealant | 10cc Loctite 242 Sealant | [39 empty] | Brand Name |  | Type | Loctite 242 | Size |  | Color |  | Material |  | Dimensions |  | For Use With |  | Capacity | 10cc | [98 empty] | Sealant | Loctite 242 Sealant | [7 empty] | Ranjitha | Not Found | ok
SN106SN | AMCI Medical Imaging | 46-170787P2 |  | GE Healthcare | 46-170787P2 | Adhesive | Loctite 495 0.7oz PE Super Bonder Gluematic Adhesive | [39 empty] | Brand Name | Loctite 495 | Type | PE Super Bonder Gluematic | Size |  | Color |  | Material |  | Dimensions |  | For Use With |  | Capacity | 0.7oz | [98 empty] | Adhesive | Super Bonder Adhesive | Gluematic PE Adhesive | [6 empty] | Ranjitha | Not Found
SN34SN | AMCI Medical Imaging | 46-175430P1 |  | GE Healthcare | 46-175430P1 | Cathode Tube | Cathode Tube With Label | [39 empty] | Brand Name |  | Type |  | Size |  | Color |  | Material |  | Dimensions |  | For Use With |  | With | With Label | [98 empty] | Cathode Tube | Cathode Tube With Label | [7 empty] | Ranjitha | Not Found | ok
SN42SN | AMCI Medical Imaging | 46-175430P2 |  | GE Healthcare | 46-175430P2 | Anode Tube | Anode Tube With Label | [39 empty] | Brand Name |  | Type |  | Size |  | Color |  | Material |  | Dimensions |  | For Use With |  | With | With Label | [98 empty] | Anode Tube | Anode Tube With Label | [7 empty] | Ranjitha | Not Found | ok
SN61SN | AMCI Medical Imaging | 46-177175P2 |  | GE Healthcare | 46-177175P2 | Interface | Mist Gray Interface | [39 empty] | Brand Name |  | Type |  | Size |  | Color | Mist Gray | Material |  | Dimensions |  | For Use With | [101 empty] | Interface | [8 empty] | Ranjitha | Not Found | ok
SN87SN | AMCI Medical Imaging | 46-184877P2 |  | GE Healthcare | 46-184877P2 | Tap Relay | Tap Relay | [39 empty] | Brand Name |  | Type |  | Size |  | Color |  | Material |  | Dimensions |  | For Use With | [101 empty] | Tap Relay | [8 empty] | Ranjitha | Not Found | ok
SN97SN | AMCI Medical Imaging | 46-184904P2 |  | GE Healthcare | 46-184904P2 | Relay | Relay | [39 empty] | Brand Name |  | Type |  | Size |  | Color |  | Material |  | Dimensions |  | For Use With | [101 empty] | Relay | [8 empty] | Ranjitha | Not Found | ok
SN54SN | AMCI Medical Imaging | 46-207111P2 |  | GE Healthcare | 46-207111P2 | Magnetics | 117V 50/60Hz Magnetics | [39 empty] | Brand Name |  | Type |  | Size |  | Color |  | Material |  | Dimensions |  | For Use With |  | Voltage | 117V | Frequency | 60/60Hz | [96 empty] | Magnetics | [8 empty] | Ranjitha | Not Found
SN99SN | AMCI Medical Imaging | 46-220410P1 |  | GE Healthcare | 46-220410P1 | Bearing | 0.1883 ID x 0.3473 OD x 0.375in W Bearing | [6 empty] | 0.375in | [32 empty] | Brand Name |  | Type |  | Size |  | Color |  | Material |  | Dimensions |  | For Use With |  | Inner Diameter | 0.1883in | Outer Diameter | 0.3473in | [96 empty] | Bearing |  |  | https://www.amcimedical.com/amx-4-parts/46-220410p1/bearing-0.188-id-0.347-od/bearing/horizontal-arm/amx-4/in-stock/also-for-vertical-column/50%2C-70 | [5 empty] | Ranjitha | Found | ok
SN157SN | AMCI Medical Imaging | 46270231G2 |  | GE Healthcare | 46270231G2 | Tray | Cassette Tray | [39 empty] | Brand Name |  | Type | Cassette | Size |  | Color |  | Material |  | Dimensions |  | For Use With | [101 empty] | Tray | Cassette Tray | [7 empty] | Ranjitha | Not Found | ok
SN376SN | AMCI Medical Imaging | 46270826P1 |  | GE Healthcare | 46270826P1 |  | Mosfet N 150.0W 4Venh To-204 Irf350 | [39 empty] | Brand Name |  | Type |  | Size |  | Color |  | Material |  | Dimensions |  | For Use With | [110 empty] | Ranjitha | Not Found | chk input
SN217SN | AMCI Medical Imaging | 46-302016P1 |  | GE Healthcare | 46-302016P1 | Bearing | Sleeve Bearing | [39 empty] | Brand Name |  | Type | Sleeve | Size |  | Color |  | Material |  | Dimensions |  | For Use With | [101 empty] | Bearing | SleeveBearing | [7 empty] | Ranjitha | Not Found | ok
SN259SN | AMCI Medical Imaging | 46-303031P1 |  | GE Healthcare | 46-303031P1 | Bracket | Right Bracket For Display Board | [39 empty] | Brand Name |  | Type | Right | Size |  | Color |  | Material |  | Dimensions |  | For Use With | For Display Board | [100 empty] | Bracket | Right Bracket | [7 empty] | Ranjitha | Not Found | ok
SN264SN | AMCI Medical Imaging | 46-303031P2 |  | GE Healthcare | 46-303031P2 | Bracket | Left Bracket For Display Board | [39 empty] | Brand Name |  | Type | Left | Size |  | Color |  | Material |  | Dimensions |  | For Use With | For Display Board | [100 empty] | Bracket | LeftBracket | [7 empty] | Ranjitha | Not Found | ok
SN273SN | AMCI Medical Imaging | 46-303032P1 |  | GE Healthcare | 46-303032P1 | Wear Block | Horizontal Arm Wear Block | [39 empty] | Brand Name |  | Type | Horizontal Arm | Size |  | Color |  | Material |  | Dimensions |  | For Use With | [101 empty] | Wear Block | Horizontal ArmWear Block | [7 empty] | Ranjitha | Not Found | ok
SN205SN | AMCI Medical Imaging | 46-303357P1 |  | GE Healthcare | 46-303357P1 | Adapter | Switch Adapter For Collimator | [39 empty] | Brand Name |  | Type | Switch | Size |  | Color |  | Material |  | Dimensions |  | For Use With | For Collimator | [100 empty] | Adapter | SwitchAdapter | [7 empty] | Ranjitha | Not Found | ok
SN212SN | AMCI Medical Imaging | 46-303362P1 |  | GE Healthcare | 46-303362P1 | Lifting Tool | Vertical Column Lifting Tool | [39 empty] | Brand Name |  | Type | Vertical Column | Size |  | Color |  | Material |  | Dimensions |  | For Use With | [101 empty] | Lifting Tool | Vertical ColumnLifting Tool | [7 empty] | Ranjitha | Not Found | ok
SN223SN | AMCI Medical Imaging | 46-303376G1 |  | GE Healthcare | 46-303376G1 | Switch Kit | Switch Kit Includes Items 5B Thru 5E, 5B-Adapter, 5C-Microswitch, 5D- Button Return Flat Spring | [39 empty] | Brand Name |  | Type |  | Size |  | Color |  | Material |  | Dimensions |  | For Use With |  | Includes | Items 5B Thru 5E, 5B-Adapter, 5C-Microswitch, 5D- Button Return Flat Spring, & 5E-Spacer | [98 empty] | Switch Kit | [8 empty] | Ranjitha | Not Found | ok
SN246SN | AMCI Medical Imaging | 46-303430P1 |  | GE Healthcare | 46-303430P1 | Label | Battery Replacement History Label | [39 empty] | Brand Name |  | Type | Battery Replacement History | Size |  | Color |  | Material |  | Dimensions |  | For Use With | [101 empty] | Label | Battery Replacement History Label | [7 empty] | Ranjitha | Not Found | ok
SN260SN | AMCI Medical Imaging | 46-303597P17 |  | GE Healthcare | 46-303597P17 | Cable Holder | 1-1/2in ID Natural Nylon Large Strap High Voltage Cable Holder | [39 empty] | Brand Name |  | Type | Large Strap, High Voltage | Size |  | Color | Natural | Material | Nylon | Dimensions |  | For Use With |  | Inner Diameter | 1.500in | [98 empty] | Cable Holder | High Voltage Cable Holder | Large Strap Cable Holder | [6 empty] | Ranjitha | Not Found | ok
SN268SN | AMCI Medical Imaging | 46-303597P18 |  | GE Healthcare | 46-303597P18 | Cable Holder | 1-3/8in ID Natural Nylon Small Strap High Voltage Cable Holder | [39 empty] | Brand Name |  | Type | Small Strap, High Voltage | Size |  | Color | Natural | Material | Nylon | Dimensions |  | For Use With |  | Inner Diameter | 1.375in | [98 empty] | Cable Holder | High Voltage Cable Holder | Small Strap Cable Holder | [6 empty] | Ranjitha | Not Found | ok
SN274SN | AMCI Medical Imaging | 46-303626G3 |  | GE Healthcare | 46-303626G3 | Assembly | Mist & Charcoal Gray Top Cover Assembly | [39 empty] | Brand Name |  | Type | Top Cover | Size |  | Color | Mist & Charcoal Gray | Material |  | Dimensions |  | For Use With | [101 empty] | Assembly | Top CoverAssembly | [7 empty] | Ranjitha | Not Found | ok
SN208SN | AMCI Medical Imaging | 46-303626G4 |  | GE Healthcare | 46-303626G4 | Assembly | Top Cover Assembly For GEMS Vehicle Models #1 and #4, in Various Colors | [39 empty] | Brand Name |  | Type | Top Cover | Size |  | Color |  | Material |  | Dimensions |  | For Use With | For GEMS Vehicle Models #1 and #4, in Various Colors | [100 empty] | Assembly | Top CoverAssembly | [7 empty] | Ranjitha | Not Found | ok
SN231SN | AMCI Medical Imaging | 46-303776P1 |  | GE Healthcare | 46-303776P1 | Spacer | Spacer | [39 empty] | Brand Name |  | Type |  | Size |  | Color |  | Material |  | Dimensions |  | For Use With | [101 empty] | Spacer | [8 empty] | Ranjitha | Not Found | ok
SN263SN | AMCI Medical Imaging | 46-303884P2 |  | GE Healthcare | 46-303884P2 | Capacitor | 770µF 250V -10 to 50% Positive New Type Capacitor | [39 empty] | Brand Name |  | Type | New Type | Size |  | Color |  | Material |  | Dimensions |  | For Use With |  | Capacitance | 770µF | Voltage | 250V | Tolerance | -10 to 50% | Polarity | Positive | Usage | Located On Capacitor Circuit Board | [90 empty] | Capacitor | New TypeCapacitor | [7 empty] | Ranjitha | Not Found | ok
SN270SN | AMCI Medical Imaging | 46-303913G1 |  | GE Healthcare | 46-303913G1 | Assembly | Circuit Board Assembly For L3 Capacitor | [39 empty] | Brand Name |  | Type | Circuit Board | Size |  | Color |  | Material |  | Dimensions |  | For Use With | For L3 Capacitor | [100 empty] | Assembly | Circuit BoardAssembly | [7 empty] | Ranjitha | Not Found | ok
SN238SN | AMCI Medical Imaging | 46-315136P1 |  | GE Healthcare | 46-315136P1 | Extrusion Trim | 0.70 W x 0.30in H White Rubber Extrusion Trim | [6 empty] | 0.70in | 0.30in | [31 empty] | Brand Name |  | Type |  | Size |  | Color | White | Material | Rubber | Dimensions |  | For Use With | [101 empty] | Extrusion Trim | [8 empty] | Ranjitha | Not Found | ok
SN239SN | AMCI Medical Imaging | 46-315241P1 |  | GE Healthcare | 46-315241P1 | Coil Cord | White Obsolete Coil Cord For Handswitch | [9 empty] | https://static.wixstatic.com/media/ff843c_913eff6e50464ef8b652d5d97c70ad99~mv2.jpg/v1/fill/w_500,h_666,al_c,q_80,usm_0.66_1.00_0.01,enc_avif,quality_auto/ff843c_913eff6e50464ef8b652d5d97c70ad99~mv2.jpg | [29 empty] | Brand Name |  | Type | Obsolete | Size |  | Color | White | Material |  | Dimensions |  | For Use With | For Handswitch | [100 empty] | Coil Cord | ObsoleteCoil Cord |  | https://www.amcimedical.com/product-page/46-315241p1 | [5 empty] | Ranjitha | Found | ok
SN253SN | AMCI Medical Imaging | 46-315281P1 |  | GE Healthcare | 46-315281P1 | Insulator | 21 L x 13 W x 0.031in Thk Side Panel Insulator | [6 empty] | 13in | [32 empty] | Brand Name |  | Type | Side Panel | Size |  | Color |  | Material |  | Dimensions |  | For Use With |  | Length | 21in | Thickness | 0..031in | Thickness | 0.031in | [94 empty] | Insulator | Side PanelInsulator | [7 empty] | Ranjitha | Not Found | ok
SN271SN | AMCI Medical Imaging | 46-315365P1 |  | GE Healthcare | 46-315365P1 | Bushing | Delrin Bushing | [39 empty] | Brand Name |  | Type | Delrin | Size |  | Color |  | Material |  | Dimensions |  | For Use With | [101 empty] | Bushing | DelrinBushing | [7 empty] | Ranjitha | Not Found | ok
SN275SN | AMCI Medical Imaging | 46-315751P1 | 314 Series | GE Healthcare | 46-315751P1 | Cartridge Fuse | 250V 8A Ceramic 3AB Fast-Acting Cartridge Fuse | [39 empty] | Brand Name |  | Type | 3AB Fast-Acting | Size |  | Color |  | Material | Ceramic | Dimensions |  | For Use With |  | Voltage | 250V | Amperage | 8A | [96 empty] | Cartridge Fuse | 3AB Fast-Acting Cartridge Fuse | [7 empty] | Ranjitha | Not Found | ok
SN210SN | AMCI Medical Imaging | 46-315759P1 |  | GE Healthcare | 46-315759P1 | Holder | 250V 15A 3AG Quick-Connect Tabs Fuse Holder | [39 empty] | Brand Name |  | Type | Fuse | Size | 3AG | Color |  | Material |  | Dimensions |  | For Use With |  | Voltage | 250V | Amperage | 15A | Connention Type | Quick-Connect Tabs | Standards | UL and CSA Listed | [92 empty] | Holder | FuseHolder | [7 empty] | Ranjitha | Not Found | ok
SN234SN | AMCI Medical Imaging | 46-315954P2 |  | GE Healthcare | 46-315954P2 | Label | Label Without IEC Symbol For Outdated Old Type Cassette Bin | [39 empty] | Brand Name |  | Type |  | Size |  | Color |  | Material |  | Dimensions |  | For Use With | For Outdated Old Type Cassette Bin | With | With English and Spanish Text | Without IEC symbol | [97 empty] | Label | Label Without IEC Symbol | [7 empty] | Ranjitha | Not Found | ok
SN245SN | AMCI Medical Imaging | 46-315998P1 |  | GE Healthcare | 46-315998P1 | Cushion | 2.2lb/ft3 Polyethylene Foam Cushion For Cassette Drawer/Tray | [39 empty] | Brand Name |  | Type |  | Size |  | Color |  | Material | Polyethylene Foam | Dimensions |  | For Use With | For Cassette Drawer/Tray | Density | 2.2lb/ft3 | [98 empty] | Cushion | Cassette Drawer Cushion | Tray Cushion | [6 empty] | Ranjitha | Not Found | ok
SN249SN | AMCI Medical Imaging | 46-316047P2 |  | GE Healthcare | 46-316047P2 | Cover | Plastic Cover For Hall Effect Sensor PWB Assembly | [39 empty] | Brand Name |  | Type |  | Size |  | Color |  | Material | Plastic | Dimensions |  | For Use With | For Hall Effect Sensor PWB Assembly | [100 empty] | Cover | PWB Assembly Cover | [7 empty] | Ranjitha | Not Found
SN382SN | AMCI Medical Imaging | 46-316198G1 |  | GE Healthcare | 46-316198G1 | Upgrade Kit | Latch Lock Assembly Upgrade Kit | [9 empty] | https://static.wixstatic.com/media/ff843c_da7cf9d5ac764db58de392fa19ff2fd0~mv2.jpg/v1/fill/w_500,h_333,al_c,q_80,usm_0.66_1.00_0.01,enc_avif,quality_auto/ff843c_da7cf9d5ac764db58de392fa19ff2fd0~mv2.jpg | [29 empty] | Brand Name |  | Type | Latch Lock Assembly | Size |  | Color |  | Material |  | Dimensions |  | For Use With | [101 empty] | Upgrade Kit | Latch Lock AssemblyUpgrade Kit |  | https://www.amcimedical.com/product-page/46-316198g1 | [5 empty] | Ranjitha | Found | ok
SN213SN | AMCI Medical Imaging | 46-316783P1 |  | GE Healthcare | 46-316783P1 | Hand Switch | Label Exposure Hand Switch | [39 empty] | Brand Name |  | Type | Label, Exposure | Size |  | Color |  | Material |  | Dimensions |  | For Use With | [101 empty] | Hand Switch | Exposure Hand Switch | Label Hand Switch | [6 empty] | Ranjitha | Not Found | ok
SN396SN | AMCI Medical Imaging | 46-329091P4 |  | GE Healthcare | 46-329091P4 | Cable | #4 Battery Interconnect Cable | [39 empty] | Brand Name |  | Type | #4, Battery Interconnect | Size |  | Color |  | Material |  | Dimensions |  | For Use With | [101 empty] | Cable | Battery InterconnectCable | #4 Cable | [6 empty] | Ranjitha | Not Found | ok
SN266SN | AMCI Medical Imaging | 46-329183P1 |  | GE Healthcare | 46-329183P1 | Label | Batteries Warning Polarity Label | [39 empty] | Brand Name |  | Type | Batteries Warning Polarity | Size |  | Color |  | Material |  | Dimensions |  | For Use With | [101 empty] | Label | Batteries Warning Polarity Label | [7 empty] | Ranjitha | Not Found | ok
SN230SN | AMCI Medical Imaging | 507A935G1 |  | GE Healthcare | 507A935G1 | Wrench | 7in Spanner Wrench | [39 empty] | Brand Name |  | Type | Spanner | Size | 7in | Color |  | Material |  | Dimensions |  | For Use With | [101 empty] | Wrench | SpannerWrench | [7 empty] | Ranjitha | Not Found | ok
SN278SN | AMCI Medical Imaging | 5119876 |  | GE Healthcare | 5119876 | Kit | Kit Includes Display Control Board | [39 empty] | Brand Name |  | Type |  | Size |  | Color |  | Material |  | Dimensions |  | For Use With |  | Includes | Display Control Board | [98 empty] | Control Board Kit | Display Control Board Kit | [7 empty] | Ranjitha | Not Found
SN276SN | AMCI Medical Imaging | 514A146P1 | 314 Series | GE Healthcare | 514A146P1 | Fuse | 314 Series 250V 10A Ceramic 3AB Fast-Acting Cartridge Fuse | [39 empty] | Brand Name |  | Type | 3AB Fast-Acting | Size |  | Color |  | Material | Ceramic | Dimensions |  | For Use With |  | Voltage | 250V | Amperage | 10A | [96 empty] | Fuse | 3AB Fast-Acting Fuse | [7 empty] | Ranjitha | Not Found | ok
SN277SN | AMCI Medical Imaging | 514A146P2 | 313 Series | GE Healthcare | 514A146P2 | Fuse | 313 Series 250V 3A Glass Slow Blow Fuse For Low Voltage Power Supply Box | [39 empty] | Brand Name |  | Type | Slow Blow | Size |  | Color |  | Material | Glass | Dimensions |  | For Use With | For Low Voltage Power Supply Box | Voltage | 250V | Amperage | 3A | [96 empty] | Fuse | Slow BlowFuse | [7 empty] | Ranjitha | Not Found | ok
SN279SN | AMCI Medical Imaging | 514A146P4 | 312 Series | GE Healthcare | 514A146P4 | Fuse | 312 Series 250V 3A Glass Fast Acting Fuse | [39 empty] | Brand Name |  | Type | Fast-Acting | Size |  | Color |  | Material | Glass | Dimensions |  | For Use With |  | Voltage | 250V | Amperage | 0.5A | [96 empty] | Fuse | Fast-ActingFuse | [7 empty] | Ranjitha | Not Found | ok
SN352SN | AMCI Medical Imaging | 5151628-N5 |  | GE Healthcare | 5151628-N5 | Assembly | Handle Assembly For Collimator | [39 empty] | Brand Name |  | Type | Handle | Size |  | Color |  | Material |  | Dimensions |  | For Use With | For Collimator | [100 empty] | Assembly | Handle Assembly | [7 empty] | Ranjitha | Not Found | ok
SN281SN | AMCI Medical Imaging | 516A770P608 |  | GE Healthcare | 516A770P608 | Screw | 006-32 x 0.500in L Black Stainless Steel 18-8 Bind Head Machine Screw | [39 empty] | Brand Name |  | Type | Machine | Size |  | Color | Black | Material | Stainless Steel 18-8 | Dimensions |  | For Use With |  | Length | 0.500in | Thread Size | 006-32 | Head Type | Bind | [94 empty] | Screw | MachineScrew | [7 empty] | Ranjitha | Not Found | ok
SN443SN | AMCI Medical Imaging | 5192958-2 |  | GE Healthcare | 5192958-2 | Power Supply | LVLE2 Power Supply | [39 empty] | Brand Name |  | Type | LVLE2 | Size |  | Color |  | Material |  | Dimensions |  | For Use With | [101 empty] | Power Supply | LVLE2Power Supply | [7 empty] | Ranjitha | Not Found | ok
SN282SN | AMCI Medical Imaging | 5291366 |  | GE Healthcare | 5291366 | Label | New Style Film Bin Finger Pinch IEC Symbol Label With English and Spanish Text | [39 empty] | Brand Name |  | Type | New Style Film Bin, Finger Pinch, IEC Symbol | Size |  | Color |  | Material |  | Dimensions |  | For Use With |  | With | With English and Spanish Text | [98 empty] | Label | IEC Symbol Label | New Style Film Bin Label | [6 empty] | Ranjitha | Not Found | ok
SN594SN | AMCI Medical Imaging | 5311985-3 |  | GE Healthcare | 5311985-3 | Power Supply | Mantis Power Supply | [39 empty] | Brand Name |  | Type | Mantis | Size |  | Color |  | Material |  | Dimensions |  | For Use With | [101 empty] | Power Supply | MantisPower Supply | [7 empty] | Ranjitha | Not Found | ok
SN283SN | AMCI Medical Imaging | 5316575 |  | GE Healthcare | 5316575 | Assembly | Lock Latch Assembly With Updated Solenoid Modified Plunger And Sensor Board Current Version | [39 empty] | Brand Name |  | Type | Lock Latch | Size |  | Color |  | Material |  | Dimensions |  | For Use With |  | With | With Updated Solenoid Modified Plunger And Sensor Board Current Version With Extended Leads | [98 empty] | Assembly | Lock Latch Assembly | [7 empty] | Ranjitha | Not Found | ok
SN269SN | AMCI Medical Imaging | 5316584 |  | GE Healthcare | 5316584 | Solenoid | 110VDC 45W 40° New Push Action REV.6 Solenoid With Diode & Thermal Protection | [39 empty] | Brand Name |  | Type | Thermal Sensor Equipped, New Push Action REV.6 | Size |  | Color |  | Material |  | Dimensions |  | For Use With |  | Voltage | 110VDC | Wattage | 45W | Angle | 40° | With | With Diode & Thermal Protection | [92 empty] | Solenoid | New Push Action REV.6 Solenoid | Thermal Sensor Equipped Solenoid | [6 empty] | Ranjitha | Not Found | ok
SN408SN | AMCI Medical Imaging | 5350018 |  | GE Healthcare | 5350018 | Circuit Board | Surface-Mount Technology Drive Control PCB Circuit Board | [9 empty] | https://static.wixstatic.com/media/ff843c_59ae0307f61a4cf3a9b257f091cff1c7~mv2.jpg/v1/fill/w_500,h_375,al_c,q_80,usm_0.66_1.00_0.01,enc_avif,quality_auto/ff843c_59ae0307f61a4cf3a9b257f091cff1c7~mv2.jpg | [29 empty] | Brand Name |  | Type | Surface-Mount Technology, Drive Control PCB | Size |  | Color |  | Material |  | Dimensions |  | For Use With |  | Standards | Rohs Compliance | [98 empty] | Circuit Board | Drive Control PCBCircuit Board | Surface-Mount Technology Circuit Board | https://www.amcimedical.com/product-page/5350018 | [5 empty] | Ranjitha | Found | ok
SN407SN | AMCI Medical Imaging | 5350020 |  | GE Healthcare | 5350020 | Circuit Board | Rotor Control PCB Circuit Board | [9 empty] | https://static.wixstatic.com/media/ff843c_6919c35fbb944099bc6bf848ec9e4178~mv2.jpg/v1/fill/w_500,h_667,al_c,lg_1,q_80,enc_avif,quality_auto/ff843c_6919c35fbb944099bc6bf848ec9e4178~mv2.jpg | [29 empty] | Brand Name |  | Type | Rotor Control PCB | Size |  | Color |  | Material |  | Dimensions |  | For Use With | [101 empty] | Circuit Board | Rotor Control PCB Circuit Board |  | https://www.amcimedical.com/product-page/5350020 | [5 empty] | Ranjitha | Found | ok
SN397SN | AMCI Medical Imaging | 5350022 |  | GE Healthcare | 5350022 | CPU Board | CPU Board For Surface-Mount Technology | [9 empty] | https://static.wixstatic.com/media/ff843c_7cb7bd9de437426a8a56d58688d317e0~mv2.jpg/v1/fill/w_500,h_375,al_c,q_80,usm_0.66_1.00_0.01,enc_avif,quality_auto/ff843c_7cb7bd9de437426a8a56d58688d317e0~mv2.jpg | [29 empty] | Brand Name |  | Type |  | Size |  | Color |  | Material |  | Dimensions |  | For Use With | For Surface-Mount Technology | [100 empty] | CPU Board |  |  | https://www.amcimedical.com/product-page/5350022 | [5 empty] | Ranjitha | Found | ok
SN398SN | AMCI Medical Imaging | 5390750 |  | GE Healthcare | 5390750 | Solenoid | REV.5 Solenoid For Xramx System | [39 empty] | Brand Name |  | Type |  | Size |  | Color |  | Material |  | Dimensions |  | For Use With | For Xramx System | Revision Type | REV.5 | [98 empty] | Solenoid | Xramx REV.5 Solenoid | [7 empty] | Ranjitha | Not Found
SN469SN | AMCI Medical Imaging | 5391517 |  | GE Healthcare | 5391517 | Assembly | Right Inner Cover Assembly | [39 empty] | Brand Name |  | Type | Right, Inner Cover | Size |  | Color |  | Material |  | Dimensions |  | For Use With | [101 empty] | Assembly | Inner CoverAssembly | Right Assembly | [6 empty] | Ranjitha | Not Found | ok
SN641SN | AMCI Medical Imaging | 5396381 |  | GE Healthcare | 5396381 | Adapter | Rohs-Handle Adapter | [39 empty] | Brand Name |  | Type | Rohs-Handle | Size |  | Color |  | Material |  | Dimensions |  | For Use With | [101 empty] | Adapter | Rohs-HandleAdapter | [7 empty] | Ranjitha | Not Found | ok
SN487SN | AMCI Medical Imaging | 5397015 |  | GE Healthcare | 5397015 | Assembly | Tape Assembly For Structural Inspection Data System | [39 empty] | Brand Name |  | Type | Tape | Size |  | Color |  | Material |  | Dimensions |  | For Use With | For Structural Inspection Data System | [100 empty] | Assembly | TapeAssembly | [7 empty] | Ranjitha | Not Found | ok
SN597SN | AMCI Medical Imaging | 5436002 |  | GE Healthcare | 5436002 | Interface Board | Universal Docking Interface Board For Rad Power Bikes | [39 empty] | Brand Name |  | Type | Universal, Docking | Size |  | Color |  | Material |  | Dimensions |  | For Use With | For Rad Power Bikes | [100 empty] | Interface Board | Docking Interface Board | Universal Interface Board | [6 empty] | Ranjitha | Not Found | ok
SN638SN | AMCI Medical Imaging | 5453234 |  | GE Healthcare | 5453234 | Cover | Cable Cover For Optima 220 X-Ray Machines | [39 empty] | Brand Name |  | Type | Cable | Size |  | Color |  | Material |  | Dimensions | For Optima 220 X-Ray Machines | For Use With | For Optima 220 X-Ray Machines | With | With Zippers | [98 empty] | Cover | Cable Cover | [7 empty] | Ranjitha | Not Found | ok
SN520SN | AMCI Medical Imaging | 5454666 |  | GE Healthcare | 5454666 | Assembly | Charging Connector Assembly | [39 empty] | Brand Name |  | Type | Charging Connector | Size |  | Color |  | Material |  | Dimensions |  | For Use With | [101 empty] | Assembly | Charging Connector Assembly | [7 empty] | Ranjitha | Not Found | ok
SN620SN | AMCI Medical Imaging | 5479333 |  | GE Healthcare | 5479333 | Brake | Brake | [39 empty] | Brand Name |  | Type |  | Size |  | Color |  | Material |  | Dimensions |  | For Use With | [101 empty] | Brake | [8 empty] | Ranjitha | Not Found | ok
SN489SN | AMCI Medical Imaging | 5504000-2 |  | GE Healthcare | 5504000-2 | Assembly | Drive Handle Assembly With Improvements | [39 empty] | Brand Name |  | Type | Drive Handle | Size |  | Color |  | Material |  | Dimensions |  | For Use With |  | With | With Improvements | [98 empty] | Assembly | Drive Handle Assembly | [7 empty] | Ranjitha | Not Found | ok
SN567SN | AMCI Medical Imaging | 5542845 |  | GE Healthcare | 5542845 | Kit | Handle Cover Kit | [39 empty] | Brand Name |  | Type | Handle Cover | Size |  | Color |  | Material |  | Dimensions |  | For Use With | [101 empty] | Kit | Handle CoverKit | [7 empty] | Ranjitha | Not Found | ok
SN559SN | AMCI Medical Imaging | 55550043 |  | GE Healthcare | 55550043 | Assembly | Digital Bin Assembly | [39 empty] | Brand Name |  | Type | Digital Bin | Size |  | Color |  | Material |  | Dimensions |  | For Use With | [101 empty] | Assembly | Digital Bin Assembly | [7 empty] | Ranjitha | Not Found | ok
SN483SN | AMCI Medical Imaging | 5557023 |  | GE Healthcare | 5557023 | Assembly | Cricket To Breaker Cable Assembly | [39 empty] | Brand Name |  | Type | Cricket To Breaker, Cable | Size |  | Color |  | Material |  | Dimensions |  | For Use With | [101 empty] | Assembly | CableAssembly | Cricket To Breaker Assembly | [6 empty] | Ranjitha | Not Found | ok
SN631SN | AMCI Medical Imaging | 5557054 |  | GE Healthcare | 5557054 | Assembly | Piece To Ultra Wideband Antenna Cable Assembly | [39 empty] | Brand Name |  | Type | Piece To Ultra Wideband Antenna, Cable | Size |  | Color |  | Material |  | Dimensions |  | For Use With |  |  |  |  | PIECE TOin | [96 empty] | Assembly | CableAssembly | Piece To Ultra Wideband Antenna Assembly | [6 empty] | Ranjitha | Not Found | ok
SN509SN | AMCI Medical Imaging | 5770733 |  | GE Healthcare | 5770733 | Battery Pack | Battery Pack | [39 empty] | Brand Name |  | Type |  | Size |  | Color |  | Material |  | Dimensions |  | For Use With | [101 empty] | Battery Pack | [8 empty] | Ranjitha | Not Found | ok
SN280SN | AMCI Medical Imaging | 657590 |  | GE Healthcare | 657590 | Paint Spray | 12oz Gems #4 Light Gray Acrylic Lacquer Touch Up Paint Spray | [39 empty] | Brand Name |  | Type | Acrylic Lacquer, Touch Up | Size |  | Color | Light Gray | Material |  | Dimensions |  | For Use With |  | Capacity | 12oz | Color Code | Gems #4 | Packaging Type | Aresol Can | [94 empty] | Paint Spray | Touch UpPaint Spray | Acrylic Lacquer Paint Spray | [6 empty] | Ranjitha | Not Found | ok
SN284SN | AMCI Medical Imaging | 659268 |  | GE Healthcare | 659268 | Paint Spray | 12oz Gems #1 Arcrylic Lacquer Touch Up Paint Spray | [39 empty] | Brand Name |  | Type | Acrylic Lacquer, Touch Up | Size |  | Color |  | Material |  | Dimensions |  | For Use With |  | Capacity | 12oz | Color Code | Gems #1 | Packaging Type | Aresol Can | [94 empty] | Paint Spray | Touch UpPaint Spray | Acrylic Lacquer Paint Spray | [6 empty] | Ranjitha | Not Found | ok
SN493SN | Tristate Biomedical Solutions | 00-883705-10 |  |  |  | Software | System Software | [39 empty] | Brand Name |  | Type | System | Size |  | Color |  | Material |  | Dimensions |  | For Use With | [101 empty] | System Software | [8 empty] | Lakshmi | Not Found | ok
SN491SN | Tristate Biomedical Solutions | 00-883897-08 |  |  |  | Floppy Disc | Back-Up Software On Floppy Disc For OEC 9800 Medical System | [39 empty] | Brand Name |  | Type | Back-Up Software | Size |  | Color |  | Material |  | Dimensions |  | For Use With | For OEC 9800 Medical System | [100 empty] | Back-Up Software on Floppy Disc | OEC 9800 Back-Up Software on Floppy Disc | OEC 9800 Medical System Back-Up Software on Floppy Disc | [6 empty] | Lakshmi | Not Found | ok
SN431SN | A+ Medical Company, Inc. | 00-901-14104 |  |  |  | Cable | Super C High Voltage Cable |  |  | 1 Year | [6 empty] | https://www.aplusmedical.biz/hubfs/assets/images/products/00-901141-05.jpg | [29 empty] | Brand Name | Super C | Type |  | Size |  | Color |  | Material |  | Dimensions |  | For Use With | [101 empty] | High Voltage Cable | Super C High Voltage Cable |  | https://www.aplusmedical.biz/products | [5 empty] | Lakshmi | Found | ok
SN606SN | Injector Support & Service, LLC | 083-107-1 |  |  |  | Servo Board | CPU/Servo Board | [39 empty] | Brand Name |  | Type | CPU | Size |  | Color |  | Material |  | Dimensions |  | For Use With | [101 empty] | Board | CPU/Servo Board | Servo Board | [6 empty] | Lakshmi | Not Found | ok
SN639SN | Injector Support & Service, LLC | 090-128-1 |  |  |  | Gasket | Gasket | [39 empty] | Brand Name |  | Type |  | Size |  | Color |  | Material |  | Dimensions |  | For Use With | [101 empty] | Gasket | [8 empty] | Lakshmi | Not Found | ok
SN634SN | Injector Support & Service, LLC | 090-183-U |  |  |  | Piston | Inner Piston | [39 empty] | Brand Name |  | Type | Inner | Size |  | Color |  | Material |  | Dimensions |  | For Use With | [101 empty] | Piston | Inner Piston | [7 empty] | Lakshmi | Not Found | ok
SN635SN | Injector Support & Service, LLC | 090-207-1 |  |  |  | Standoff | #6 32TPI Plastic Standoff | [39 empty] | Brand Name |  | Type |  | Size | #6 | Color |  | Material | Plastic | Dimensions |  | For Use With |  | TPI | 32 | [98 empty] | Standoff | Plastic Standoff | [7 empty] | Lakshmi | Not Found | ok
SN605SN | Injector Support & Service, LLC | 093-107-1 |  |  |  | Card | Power Drive Card | [39 empty] | Brand Name |  | Type | Power Drive | Size |  | Color |  | Material |  | Dimensions |  | For Use With | [101 empty] | Drive Card | Power Drive Card | [7 empty] | Lakshmi | Not Found | ok
SN502SN | PartsSource, Inc. (Twinsburg) | 2156719-N |  | GE Healthcare |  | Power Supply | 220VAC 5VDC 0.57A 60W 110KHz AC-DC Triple Power Supply |  |  | 90 Days |  | PRECISION 500D, SCPU, ADVANTX SCPU |  |  |  |  | https://img.partssource.com/f00000000288376/dam.partssource.com/m/230659acdc86b9a7/Watermark_1000_w-17192_2156719-JPG.jpg | https://img.partssource.com/f00000000288376/dam.partssource.com/m/8b5be3360441f6/Watermark_1000_w-17192_2156719b-JPG.jpg | https://img.partssource.com/f00000000288376/dam.partssource.com/m/64f8a8b25e0d8a5d/Watermark_1000_w-17192_2156719c-JPG.jpg | [14 empty] | Low output ripple | Adjustable main output | Overvoltage and overload protection | Universal input | Remote sense on main output | Built-in EMI filter | [7 empty] | Brand Name |  | Type |  | Size |  | Color |  | Material |  | Dimensions |  | For Use With |  | Switching Frequency | 110KHz | Voltage Rating | 220VAC | Current Rating | 0.57A | Output Voltage | 5VDC | Power Rating | 60W | Operating Temperature | 50°C | Storage Temperature | -40 to 85°C | [86 empty] | Power Supply | AC-DC Power Supply | AC-DC Triple Power Supply | https://www.partssource.com/parts/ge-healthcare/2156719?pspn=ps76ffhleat | [5 empty] | Lakshmi | Partial Match | ok
SN577SN | First Call Parts, Inc. | 2188371-N |  |  |  | Handswitch Cable | Handswitch Cable For GE AMX4/4+ X-Ray System |  |  |  |  | PORT | [34 empty] | Brand Name |  | Type |  | Size |  | Color |  | Material |  | Dimensions |  | For Use With | For GE AMX4/4+ System | [100 empty] | Cable | Handswitch Cable | AMX4/4+ System Handswitch Cable | https://www.firstcallparts.com/product/2188371-handswitch-cable | [5 empty] | Lakshmi | Partial Match | ok
SN513SN | Innovative Radiology LLC | 2259298-34 |  |  |  | Power Supply | 12V Silhouette Film Changer Switch Power Supply For Generator |  |  |  |  | Proteus XR/a | [34 empty] | Brand Name |  | Type | Silhouette Film Changer Switch | Size |  | Color |  | Material |  | Dimensions |  | For Use With | For GE Generator, General Purpose Radiographic System | Voltage Rating | 12V | [98 empty] | Power Supply | Generator Power Supply | Silhouette Film Changer Switch Power Supply | https://innovative-radiology.com/parts/imaging-parts/sku/2259298-34.html | [5 empty] | Lakshmi | Found | ok
SN501SN | Innovative Radiology LLC | 2259298-35 |  |  |  | Power Supply | 5V Silhouette Film Changer Switch Power Supply For Generator |  |  |  |  | Proteus XR/a | [34 empty] | Brand Name |  | Type | Silhouette Film Changer Switch | Size |  | Color |  | Material |  | Dimensions |  | For Use With | For GE Generator, General Purpose Radiographic System | Voltage Rating | 5V | [98 empty] | Power Supply | Generator Power Supply | Silhouette Film Changer Switch Power Supply | https://innovative-radiology.com/parts/imaging-parts/sku/2259298-35.html | [5 empty] | Lakshmi | Found | ok
SN514SN | Agiliti | 2346947 |  |  |  | Filter/Frame | MDAS H16 Left Filter/Frame | [39 empty] | Brand Name |  | Type | MDAS H16, Left | Size |  | Color |  | Material |  | Dimensions |  | For Use With | [101 empty] | Filter/Frame | Left Filter/Frame | MDAS H16 Filter/Frame | [6 empty] | Lakshmi | Not Found | ok
SN508SN | Agiliti | 2346949 |  |  |  | Filter/Frame | MDAS H16 Right Filter/Frame | [39 empty] | Brand Name |  | Type | MDAS H16, Right | Size |  | Color |  | Material |  | Dimensions |  | For Use With | [101 empty] | Filter/Frame | Right Filter/Frame | MDAS H16 Filter/Frame | [6 empty] | Lakshmi | Not Found | ok
SN617SN | Agiliti | 3804692.8 |  |  |  | Signal Brush | Signal Brush For Fine Gum Care | [39 empty] | Brand Name |  | Type |  | Size |  | Color |  | Material |  | Dimensions |  | For Use With | For Fine Gum Care | [100 empty] | Signal Brush | Fine Gum Care Signal Brush | [7 empty] | Lakshmi | Not Found | ok
SN555SN | DirectMed Imaging, LLC | 3818254 |  | Siemens |  | Carbon Brush Set | Power F Carbon Brush Set For CT Scanner |  | Carbon Brush Set, Power F is a frequently ordered part and can help keep your Siemens Emotion or Sensation systems running properly. | 90 Days | [36 empty] | Brand Name |  | Type | Power F | Size |  | Color |  | Material |  | Dimensions |  | For Use With | For CT Scanner | [100 empty] | Carbon Brush Set | Power F Carbon Brush Set For CT Scanner |  | https://directmedimaging.com/part/ct/siemens/carbon-brush-set-power_f-3818254/ | [5 empty] | Lakshmi | Found | ok
SN432SN | North American Imaging, Inc. (NAI) CA | 45196 |  |  |  | X-Ray Tube | 350kHU 32/72kW 0.6x1 12.5deg X-Ray Tube | [9 empty] | https://naimaging.com/medical/wp-content/uploads/2015/01/46060R000DSC_0232.jpg | [29 empty] | Brand Name |  | Type |  | Size |  | Color |  | Material |  | Dimensions |  | For Use With |  | Heat Units | 350kHU | kVP | 150 | KW Rating | 32/72 | Tube Type | MX 100-FLXR | Large Focus | 1 | Stator | E | Target Angle | 12.5deg | X-Ray Tube Model | A-196 | Small Focus | 0.6 | [82 empty] | Tube | X-Ray Tube |  | https://naimaging.com/medical/product/45196e000/ | [5 empty] | Lakshmi | Found | Partial Match_Chk
SN583SN | A+ Medical Company, Inc. | 459800990822 | BV |  |  | Battery Pack | BV Battery Pack |  |  | 90 Days | [6 empty] | https://www.aplusmedical.biz/hubfs/assets/images/products/459800990822_MM-1.png | [29 empty] | Brand Name |  | Type |  | Size |  | Color |  | Material |  | Dimensions |  | For Use With | [101 empty] | Battery Pack | BV Series Battery Pack |  | https://www.aplusmedical.biz/products | [5 empty] | Lakshmi | Found | ok
SN607SN | Supply4GI LLC | 47502-004 |  |  |  | Colder Connector | Female Threaded Colder Connector | [39 empty] | Brand Name |  | Type |  | Size |  | Color |  | Material |  | Dimensions |  | For Use With |  | Connection Type | Female Threaded | [98 empty] | Connector | Colder Connector | Female Threaded Colder Connector | [6 empty] | Lakshmi | Not Found | ok
SN608SN | Supply4GI LLC | 47502-006 |  |  |  | Angle Colder | Conn-RT Angle Colder | [39 empty] | Brand Name |  | Type | Conn-RT | Size |  | Color |  | Material |  | Dimensions |  | For Use With | [101 empty] | Angle Colder | Conn-RT Angle Colder | [7 empty] | Lakshmi | Not Found | ok
SN640SN | Agiliti | 4757246 |  |  |  | Squeeze Ball | Squeeze Ball | [39 empty] | Brand Name |  | Type |  | Size |  | Color |  | Material |  | Dimensions |  | For Use With | [101 empty] | Squeeze Ball | [8 empty] | Lakshmi | Not Found | ok
SN571SN | DirectMed Imaging, LLC | 4787763 |  | Siemens |  | Charging Station | Wireless X-Ray FSW Charging Station For Axiom Artis System |  | Charging Station, Wireless Xray FSW is for the Axiom Artis DBC A100 model of the Siemens Axiom Artis system. | 90 Days |  | DBC A100 | [34 empty] | Brand Name |  | Type | Wireless Xray FSW | Size |  | Color |  | Material |  | Dimensions |  | For Use With | For X-Ray, Axiom Artis System | [100 empty] | Charging Station | Wireless Xray FSW Charging Station |  | https://directmedimaging.com/part/x-ray/siemens/charg-station-wireless-xrayfsw-4787763/ | [5 empty] | Lakshmi | Found | ok
SN426SN | Jsource Technologies | 5117866-18 |  |  |  | Y-Cable | VGA Y-Cable | [39 empty] | Brand Name |  | Type | VGA | Size |  | Color |  | Material |  | Dimensions |  | For Use With | [101 empty] | Y-Cable | VGA Y-Cable | [7 empty] | Lakshmi | Not Found | ok
SN423SN | Jsource Technologies | 5183547-14 |  |  |  | Mouse | Black 3-Button EMC Enhanced USB Optical Mouse | [39 empty] | Brand Name |  | Type | EMC Enhanced, USB Optical | Size |  | Color | Black | Material |  | Dimensions |  | For Use With |  | Number of Buttons | 3 | [98 empty] | USB Optical Mouse | EMC Enhanced USB Optical Mouse | Black USB Optical Mouse | [6 empty] | Lakshmi | Not Found | ok
SN580SN | First Call Parts, Inc. | 5270056-N |  |  |  | Assembly | 13 L x 11 W x 2in H Trolly Assembly | [5 empty] | 1lb | 11in | 2in |  | https://www.firstcallparts.com/sfsites/c/cms/delivery/media/MCTQ3HDHVBFZAEZMMOPFBOWGWSYI?recordId=01t4T000002Xw4D&language=en_US&buyerId=3K04T0000004DAW&width=800 | [29 empty] | Brand Name |  | Type | Trolly | Size |  | Color |  | Material |  | Dimensions |  | For Use With |  | Length | 13in | [98 empty] | Trolly Assembly |  |  | https://www.firstcallparts.com/product/trolly-assembly/01t4T000002Xw4DQAS | [5 empty] | Lakshmi | Partial Match | ok
SN471SN | Jsource Technologies | 5328097 |  |  |  | Hard Drive | Hard Drive | [39 empty] | Brand Name |  | Type |  | Size |  | Color |  | Material |  | Dimensions |  | For Use With | [101 empty] | Hard Drive | [8 empty] | Lakshmi | Not Found | ok
SN492SN | Tristate Biomedical Solutions | 5330540FS |  |  |  | Assembly | Power Cord Assembly | [39 empty] | Brand Name |  | Type | Power Cord | Size |  | Color |  | Material |  | Dimensions |  | For Use With | [101 empty] | Cord Assembly | Power Cord Assembly | [7 empty] | Lakshmi | Not Found | ok
SN494SN | Tristate Biomedical Solutions | 5343841 |  |  |  | Hard Drive | System Hard Drive With Pre-Loaded Software 30 | [39 empty] | Brand Name |  | Type | System | Size |  | Color |  | Material |  | Dimensions |  | For Use With |  | With | With Pre-Loaded Software 30 | [98 empty] | Hard Drive | System Hard Drive | System Hard Drive With Pre-Loaded SW 30 | [6 empty] | Lakshmi | Not Found | ok
SN495SN | Tristate Biomedical Solutions | 5389188FS |  |  |  | Power Cord | Power Cord With No Bracket Ground | [39 empty] | Brand Name |  | Type |  | Size |  | Color |  | Material |  | Dimensions |  | For Use With |  | With | With No Bracket Ground | [98 empty] | Power Cord | Power Cord With No Bracket Ground | [7 empty] | Lakshmi | Not Found | ok
SN604SN | Bulbtronics Inc | 55939 |  |  |  | Collimator Lamp | 0.5 x 1.85in 12V 100W Single Ended Low Voltage Halogen Collimator Lamp | [9 empty] | https://www.bulbtronics.com/ProductImages/photo/SKU0000805pd.jpg | [29 empty] | Brand Name |  | Type | Single Ended, Low Voltage, Halogen | Size |  | Color |  | Material |  | Dimensions |  | For Use With |  | Voltage Rating | 12V | Power Rating | 100W | Base Type | G6.35/2-Pin | Length | 1.85in | Diameter | 0.5in | LCL Size | 30mm | Lumens | 3000 | Life | 50Hr | [84 empty] | Collimator Lamp | Halogen Lamp | Halogen Collimator Lamp | https://www.bulbtronics.com/Search-The-Warehouse/ProductDetail.aspx?sid=0000805&pid=NA55939 | [5 empty] | Lakshmi | Found | ok
SN498SN | PartsSource, Inc. (Twinsburg) | 62821231-N |  | Thales Components Corporation |  | Battery | 7.4V 3.66Ah Battery For 3543EZ Detector |  |  |  |  | MOBILEDIAGNOST WDR, MOBILETT ELARA MAX, YSIO MAX |  |  |  |  | https://img.partssource.com/f00000000288376/dam.partssource.com/m/3afcdb5af6dac4e3/Watermark_1000_w-63101699A-JPG.jpg | https://img.partssource.com/f00000000288376/dam.partssource.com/m/53ba8de67b51f10c/Watermark_1000_w-63101699A_b-JPG.jpg | https://img.partssource.com/f00000000288376/dam.partssource.com/m/51227ab0bff2559e/Watermark_1000_w-63101699A_c-JPG.jpg | https://img.partssource.com/f00000000288376/dam.partssource.com/m/6494a448a9c60e2f/Watermark_1000_w-63101699A_d-JPG.jpg | [26 empty] | Brand Name |  | Type |  | Size |  | Color |  | Material |  | Dimensions |  | For Use With | For 3543EZ Detector | Voltage Rating | 7.4V | Capacity | 3.66Ah | [96 empty] | Battery | Detector Battery |  | https://www.partssource.com/parts/thales-components-corporation/62821231?pspn=ps36bkglwac | [5 empty] | Lakshmi | Partial Match | ok
SN368SN | North American Imaging, Inc. (NAI) CA | 70055 | Rad-34 |  |  | X-Ray Tube | Rad-34 325kHU 30/100kW 12.5° 0.6 x 1.2 X-Ray Tube | [9 empty] | https://naimaging.com/medical/wp-content/uploads/2015/01/70055p090DSC_0239.jpg | [29 empty] | Brand Name |  | Type |  | Size |  | Color |  | Material |  | Dimensions |  | For Use With |  | Heat Units | 325kHU | kVP | 150 | KW Rating | 30/100 | Tube Type | SRO 33/100 ROT 350 | Large Focus | 1.2 | Stator | P | Target Angle | 12.5deg | X-Ray Tube Model | Rad-34 | Small Focus | 0.6 | [82 empty] | Tube | X-Ray Tube |  | https://naimaging.com/medical/product/70055p090v/ | [5 empty] | Lakshmi | Found | Partial Match_Chk
SN504SN | North American Imaging, Inc. (NAI) CA | 70055P270V |  |  |  | X-Ray Tube | 325kHU 12° 0.6 x 1.2 X-Ray Tube | [39 empty] | Brand Name |  | Type |  | Size |  | Color |  | Material |  | Dimensions |  | For Use With |  | Heat Units | 325kHU | Large Focus | 1.2 | Target Angle | 12deg | Small Focus | 0.6 | [92 empty] | Tube | X-Ray Tube | [7 empty] | Lakshmi | Not Found | ok
SN479SN | North American Imaging, Inc. (NAI) CA | 70077 | Rad-50 |  |  | X-Ray Tube | Rad-50 325kHU 25/50kW 16° 0.6 x 1.0 X-Ray Tube | [9 empty] | https://naimaging.com/medical/wp-content/uploads/2015/01/70055p090DSC_0239.jpg | [29 empty] | Brand Name |  | Type |  | Size |  | Color |  | Material |  | Dimensions |  | For Use With |  | Heat Units | 325kHU | kVP | 150 | KW Rating | 25/50 | Tube Type | SRO 25/50 ROT 350 | Large Focus | 1 | Stator | P | Target Angle | 16deg | X-Ray Tube Model | Rad-50 | Small Focus | 0.6 | [82 empty] | Tube | X-Ray Tube |  | https://naimaging.com/medical/product/70077p090v/ | [5 empty] | Lakshmi | Found | Partial Match_Chk
SN414SN | RS Americas, Inc. | 70274676 |  | Bourns | 6539S-1-103 | Potentiometer | 1W 10Kohm Servo Mount 1-Turn Linear Taper Rotary Potentiometer | [5 empty] | 18g |  |  |  | 70274676.jpeg | [9 empty] | https://assets.rs-online.com/image/upload/v1698856710/Datasheets/f1617b2dd523ec4e642d1ed7debfbf2f.pdf | [6 empty] | Feature1: Essentially Infinite Resolution; Feature2: Excellent Rotational Life; Feature3: High Quality, Rugged Construction; Feature4: General Purpose Applications; Feature5: Cost and Space Saving |  |  |  |  | Brand Name |  | Type | Linear Taper, Rotary | Size |  | Color |  | Material |  | Dimensions |  | For Use With |  | Number of Turns | 1 | Power Rating | 1W | Mounting Type | Servo Mount | Tolerance Resistance | +/-15% | Shaft Diameter | 0.1248in | Resistance | 10Kohm | Linearity | 2% | Element Material | Conductive Plastic | Independent Linearity | 0.25% | Terminals | Rear Turret | Backlash | 0.1deg | Starting and Running Torque | 0.4N-cm | Operating Temperature | 1 to 125deg C | Storage Temperature | -65 to 125deg C | IP Rating | IP40 | Standards | RoHS | [68 empty] | Potentiometer | Rotary Potentiometer | Servo Mount Rotary Potentiometer | https://us.rs-online.com/product/bourns/6539s-1-103/70274676/ | [5 empty] | Lakshmi | Found | ok
SN600SN | RS Americas, Inc. | 70519398 |  | Little Fuse | 0239003.MXP | Fuse | 5 x 20mm 250V 3A Slo-Blo Glass Time Delay Cartridge Fuse | [9 empty] | 70519398.jpeg | [9 empty] | https://assets.rs-online.com/image/upload/v1698935921/Datasheets/86246634b2d29fa5bd6f9025cadc6f31.pdf | [19 empty] | Brand Name |  | Type | Time Delay, Cartridge | Size |  | Color |  | Material | Slo-Blo Glass | Dimensions | 5 x 20mm | For Use With |  | Mounting Type | Surface | Primary Type | Single Use | Voltage Rating | 250V | Current Rating | 3A | Action | Slow | Breaking Capacity | 100A | Temperature Range | 55 to 125deg C | Certifications/Standards | CE, CSA, KC, PSE, UL, ANCE 248, RoHS | [84 empty] | Fuse | Time Delay Fuse | Time Delay Cartridge Fuse | https://us.rs-online.com/product/littelfuse/0239003-mxp/70519398/ | [5 empty] | Lakshmi | Found | ok
SN518SN | Agiliti | 7121267 |  |  |  | Fan | Fan | [39 empty] | Brand Name |  | Type |  | Size |  | Color |  | Material |  | Dimensions |  | For Use With | [101 empty] | Fan | [8 empty] | Lakshmi | Not Found | ok
SN569SN | DirectMed Imaging, LLC | 7395143 |  | Siemens |  | Carbon Brush Set | Carbon Brush Set For CT Scanner and UDC Voltage Sensation System |  | This Carbon Brush Set for UDC Voltage is for use with Philips and Siemens Sensation systems and any of the compatible models listed below the form. | 90 Days | [36 empty] | Brand Name |  | Type |  | Size |  | Color |  | Material |  | Dimensions |  | For Use With | For CT Scanner, UDC Voltage Sensation System | [100 empty] | Carbon Brush Set | CT Scanner Carbon Brush Set |  | https://directmedimaging.com/part/ct/siemens/set-of-carbon-brushes-7395143/ | [5 empty] | Lakshmi | Found | ok
SN462SN | Agiliti | 7395168 |  |  |  | Brush Set | Carbon Brush Set | [39 empty] | Brand Name |  | Type |  | Size |  | Color |  | Material | Carbon | Dimensions |  | For Use With | [101 empty] | Brush Set | Carbon Brush Set | [7 empty] | Lakshmi | Not Found | ok
SN570SN | DirectMed Imaging, LLC | 7395168 |  | Siemens |  | Carbon Brush Set | Carbon Brush Set For CT Scanner and Sensation System |  |  | 90 Days | [36 empty] | Brand Name |  | Type |  | Size |  | Color |  | Material |  | Dimensions |  | For Use With | For CT Scanner, Sensation System | [100 empty] | Carbon Brush Set | CT Scanner Carbon Brush Set |  | https://directmedimaging.com/part/ct/siemens/set-of-carbon-brushes-7395168/ | [5 empty] | Lakshmi | Found | ok
SN572SN | DirectMed Imaging, LLC | 7395176 |  | Siemens |  | Carbon Brush Set | Carbon Brush Set For CT Scanner and Sensation System |  | This Carbon Brush Set for Low Power is for use with the Siemens Sensation system. | 90 Days | [36 empty] | Brand Name |  | Type |  | Size |  | Color |  | Material |  | Dimensions |  | For Use With | For CT Scanner, Sensation System | [100 empty] | Carbon Brush Set | CT Scanner Carbon Brush Set |  | https://directmedimaging.com/part/ct/siemens/set-of-carbon-brushes-7395176/ | [5 empty] | Lakshmi | Found | ok
SN562SN | DirectMed Imaging, LLC | 7395440 |  | Siemens |  | Abrasive Cleaner | 80 x 65mm Abrasive Cleaner For CT Scanner |  |  | 90 Days | [36 empty] | Brand Name |  | Type |  | Size |  | Color |  | Material |  | Dimensions | 80 x 65mm | For Use With | For CT Scanner | [100 empty] | Abrasive Cleaner | CT Scanner Abrasive Cleaner |  | https://directmedimaging.com/part/ct/siemens/abrasive-cleaner-8065-7395440/ | [5 empty] | Lakshmi | Found | ok
SN591SN | Mediquip Parts Plus (MQPP) | 750467-091 |  |  |  | Gauge | 1/4in LM 0 to 160psi Gauge | [9 empty] | https://www.mqpp.com/default.aspx?page=item%20detail&itemcode=764326-480 | [29 empty] | Brand Name |  | Type |  | Size | 1/4in LM | Color |  | Material |  | Dimensions |  | For Use With |  | Pressure Rating | 0 to 160psi | [98 empty] | Gauge |  |  | https://www.mqpp.com/default.aspx?page=item%20detail&itemcode=750467-091 | [5 empty] | Lakshmi | Found | ok
SN578SN | First Call Parts, Inc. | 7555274-N |  |  |  | Sensor Cable | 16 L x 11 W x 3in H Sensor Cable For CXDI-50G Digital Radiography System |  |  |  |  | RAD | 4lb | 11in | 3in |  | https://www.firstcallparts.com/sfsites/c/cms/delivery/media/MCE7XLZCXV2JF73FM76RUBY32BYY?recordId=01t4T000001Tcqq&language=en_US&buyerId=3K04T0000004DAW&width=800 | [29 empty] | Brand Name |  | Type | Sensor | Size |  | Color |  | Material |  | Dimensions |  | For Use With | For Siemens MULTIXM System, CXDI-50G Digital Radiography System | Length | 16in | [98 empty] | Cable | Sensor Cable | Digital Radiography System Sensor Cable | https://www.firstcallparts.com/product/sensor-cable-cxdi50g/01t4T000001TcqqQAC | [5 empty] | Lakshmi | Partial Match | ok
SN560SN | DirectMed Imaging, LLC | 8126430 | S3 M 68 | Siemens |  | Shell Tonna Oil | 200mL S3 M 68 Shell Tonna Oil For X-Ray |  |  | 90 Days | [6 empty] | https://www.mqpp.com/default.aspx?page=item%20detail&itemcode=754359-003 | [29 empty] | Brand Name |  | Type |  | Size |  | Color |  | Material |  | Dimensions |  | For Use With | For X-Ray System | Capacity | 200mL | [98 empty] | Shell Tonna Oil | X-Ray Shell Tonna Oil |  | https://directmedimaging.com/part/x-ray/siemens/oil-shell-tonna-oil-s3-m-68-200ml-8126430/ | [5 empty] | Lakshmi | Found | ok
SN579SN | First Call Parts, Inc. | 8375545-N |  |  |  | Bulb | 13 L x 11 W x 2in H Collimator Bulb For SIRESKOPSX/SD System |  |  |  |  | R/F | 1lb | 11in | 2in |  | https://www.firstcallparts.com/sfsites/c/cms/delivery/media/MCXWBOAHSZNBATRBAQPBRLKAULY4?recordId=01t4T000001Tclv&language=en_US&buyerId=3K04T0000004DAW&width=800 | [29 empty] | Brand Name |  | Type | Collimator | Size |  | Color |  | Material |  | Dimensions |  | For Use With | For Siemens SIRESKOPSX/SD System | [100 empty] | Bulb | Collimator Bulb | SIRESKOPSX/SD System Collimator Bulb | https://www.firstcallparts.com/product/8375545-collimator-bulb | [5 empty] | Lakshmi | Partial Match | ok
SN367SN | North American Imaging, Inc. (NAI) CA | 92700 |  |  |  | X-Ray Tube | 300kHU 15.6kW 0.7x1.2 16° Portable X-Ray Tube | [9 empty] | https://naimaging.com/medical/wp-content/uploads/2015/04/MUX100-92700b.jpg | [29 empty] | Brand Name |  | Type | Portable | Size |  | Color |  | Material |  | Dimensions |  | For Use With |  | Heat Units | 300kHU | kVP | 125 | KW Rating | 15.6 | Tube Type | MUX100/200, Mobileart/Mobiledart | Large Focus | 1.2 | Stator | R | Target Angle | 16deg | X-Ray Tube Model | NAI70 | Small Focus | 0.7 | Target | 74mm | [80 empty] | Tube | X-Ray Tube | Portable X-Ray Tube | https://naimaging.com/medical/product/92700r090sm/ | [5 empty] | Lakshmi | Found | Partial Match_Chk
SN574SN | Chronos Imaging, LLC | 9896-055-95902 |  |  |  | Tube | Tube For S532/AKRON Q CT Scanner | [39 empty] | Brand Name |  | Type |  | Size |  | Color |  | Material |  | Dimensions |  | For Use With | For S532/AKRON Q CT Scanner | [100 empty] | Tube | CT Tube | CT Scanner Tube | [6 empty] | Lakshmi | Not Found | ok
SN524SN | Danlee Medical Products | 989803145071 |  | Philips | M1669A | Patient ECG Trunk Cable | 2.7m L AAMI/IEC 3 Lead Patient ECG Trunk Cable |  | The Philips M1669A 3 Lead ECG Trunk AAMI/IEC 2.7m - 989803145071 ia a 3 lead ECG patient trunk cable, AAMI/IEC 2.7m with 12 pin ECG input connector for connection to 3 lead telemetry lead set to IntelliVue patient monitor. Trunk can be used for either color code system. 1 trunk cable per bag. Cable length = 2.7m (9 ft.). AAMI and IEC labels included. | [7 empty] | https://www.danleemedical.com/media/catalog/product/cache/3a967d84cc2c16890b6f78e3c6838552/p/i/pic-_m1669a_989803145071.jpg | [29 empty] | Brand Name |  | Type | 3 Lead | Size |  | Color |  | Material |  | Dimensions |  | For Use With | For M1671A/M1672A/M1673A/M1674A Lead Set Grabber | Length | 2.7m | Labels | AAMI/IEC | With | 12-Pin ECG Input Connector | [93 empty] | 1/Bag | Trunk Cable | ECG Trunk Cable | Patient ECG Trunk Cable | https://www.danleemedical.com/philips-m1668a-5-lead-ecg-cable-aami-iec.html | [5 empty] | Lakshmi | Found | ok
SN448SN | Fuseco | AGC6 | 312 |  |  | Fuse | 250V 6A Glass Body Time Delay Fast Acting Fuse | [39 empty] | Brand Name |  | Type |  | Size |  | Color |  | Material |  | Dimensions |  | For Use With |  | Used On | 2115090-4, 2115090-5 2115090-7, 2115090-9, 2115090-10 | [98 empty] | Fuse | Fast Acting Fuse | Glass Body Fast Acting Fuse | [6 empty] | Lakshmi | Not Found | ok
SN490SN | OSI Batteries | B01099 |  |  |  | Battery | 6.57 x 6.92 x 4.96in 12V 26Ah Rechargeable Sealed Lead Acid Battery | [5 empty] | 22.3lb | 6.92in | 4.96in |  | https://www.osibatteries.com/Images/products/B01099_product-1.jpg?resizeid=5&resizeh=1200&resizew=1200 | [29 empty] | Brand Name | Unipower | Type | Rechargeable, Sealed Lead Acid | Size |  | Color |  | Material |  | Dimensions |  | For Use With |  | Nominal Voltage | 12V | Nominal Capacity | 26Ah | Terminals | M6 Insert | Length | 6.57in | [92 empty] | Battery | Rechargeable Battery | Sealed Lead Acid Battery | https://www.osibatteries.com/Unipower-B01099-Battery-12v-26AH-VRLA-G12V26AH10EP?srsltid=AfmBOopzN3gIGwc3wXaEvkGpWlmcBliyNLpgiIXuZ1XL2cD5yzZULDvS | [5 empty] | Lakshmi | Found | ok
SN568SN | OSI Batteries | B11832 |  |  |  | Replacement Battery Cartridge | 13.5 x 8.5 x 3.26in 24V 18Ah Sealed Lead Acid Replacement Battery Cartridge For UPS |  | OSI Batteries is your One Source for aftermarket Sealed Lead Acid APC Replacement Battery Cartridges. With a maintenance-free, high-rate design, and leak proof structure, B11832 provides a dependable, optimum performance for UPS applications. This aftermarket replacement battery cartridge is assembled by OSI Batteries using high quality sealed rechargeable batteries. B11832 is guaranteed to meet or exceed the specifications of the original APC replacement battery cartridge. | 12 Months |  |  | 26.32lb |  |  |  | https://www.osibatteries.com/Images/products/B11832_product-1.jpg?resizeid=5&resizeh=1200&resizew=1200 | [29 empty] | Brand Name |  | Type | Sealed Lead Acid | Size |  | Color |  | Material |  | Dimensions | 13.5 x 8.5 x 3.26in | For Use With | For UPS | Nominal Voltage | 24V | Nominal Capacity | 18Ah | Terminals | Wire Leads, Plug | [94 empty] | Replacement Battery Cartridge | UPS Battery Cartridge | Sealed Lead Acid Battery Cartridge | https://www.osibatteries.com/apc-rbc24-replacement-battery-cartridge-ups | [5 empty] | Lakshmi | Found | ok
SN589SN | OSI Batteries | B11833 |  |  |  | Replacement Battery Cartridge | 24V 9Ah Sealed Lead Acid Replacement Battery Cartridge |  | OSI Batteries is your One Source for aftermarket Sealed Lead Acid APC Replacement Battery Cartridges. With a maintenance-free, high-rate design, and leak proof structure, APC-RBC123 provides a dependable, optimum performance for UPS applications. This aftermarket replacement battery cartridge is assembled by OSI Batteries using high quality sealed rechargeable batteries. APC-RBC123 is guaranteed to meet or exceed the specifications of the original APC replacement battery cartridge. | 12 Months |  |  | 12lb |  |  |  | https://www.osibatteries.com/Images/products/B11833_product-1.jpg?resizeid=5&resizeh=1200&resizew=1200 | https://www.osibatteries.com/Images/products/B11833_product-2.jpg?resizeid=5&resizeh=1200&resizew=1200 | [28 empty] | Brand Name |  | Type | Sealed Lead Acid | Size |  | Color |  | Material |  | Dimensions |  | For Use With | For UPS | Nominal Voltage | 24V | Nominal Capacity | 9Ah | Terminals | Wire Leads, Plug | [94 empty] | Replacement Battery Cartridge | Battery Cartridge | Sealed Lead Acid Battery Cartridge | https://www.osibatteries.com/apc-rbc123-system-battery | [5 empty] | Lakshmi | Found | ok
SN630SN | OSI Batteries | B12238 |  | PowerVar | 54811-01 | Replacement Battery | 24V 12Ah Rechargeable, VRLA Replacement Battery For UPS | [9 empty] | https://www.osibatteries.com/Images/products/B12238_product-1.jpg?resizeid=5&resizeh=1200&resizew=1200 | [29 empty] | Brand Name |  | Type | Rechargeable, VRLA | Size |  | Color |  | Material |  | Dimensions |  | For Use With | For UPS, PowerVar ABCE1100-11/ABCE1100-11IEC/ABCE1100-22/ABCE1100-22IEC/ABCEG1100-11/ABCEG1100-22 Security One UPM | Nominal Voltage | 24V | Nominal Capacity | 12Ah | Application | Security I | [94 empty] | Replacement Battery | UPS Replacement Battery | Rechargeable VRLA Battery | https://www.osibatteries.com/powervar-abce1102-11-abce1102-11med-abce1442-11-abce1442-11med-b-attery-50814-01_2 | [5 empty] | Lakshmi | Found | ok
SN622SN | Agiliti | BSX71-0782 |  |  |  | Cable | Aquilion High Voltage Cable | [39 empty] | Brand Name | Aquilion | Type | High Voltage | Size |  | Color |  | Material |  | Dimensions |  | For Use With | [101 empty] | Cable | High Voltage Cable | Aquilion High Voltage Cable | [6 empty] | Lakshmi | Not Found | ok
SN523SN | Danlee Medical Products | CA2016560002-C |  |  |  | EKG Trunk Cable | 17ft L EKG Trunk Cable | [39 empty] | Brand Name |  | Type |  | Size |  | Color |  | Material |  | Dimensions |  | For Use With |  | Length | 17ft | [98 empty] | Trunk Cable | EKG Trunk Cable | [7 empty] | Lakshmi | Not Found | ok
SN298SN | Danlee Medical Products | CAD8377RA1 | D-Series | ConMed |  | Cable | D-Series 3-Lead Right Angle Shielded ECG Cable For Acuson Sequoia 128XP/3 |  | The ConMed Acuson Sequoia 3 Lead D Series Shielded Cable D8377RA1 provides excellent monitoring results with individual shielding from end to end, it is designed to be used in situations and on equipment where the highest quality noise free signal is required and protect against motion artifact and electrical interface. |  |  | Acuson X700, SC 2000, SC 3000, Sirecust 300DU, Sirecust 610, Sirecust 630, Sirecust DU, Acuson Sequoia 128XP/3, Acuson Sequoia 128XP/10C, Acuson C256, Acuson CV70, Acuson Sequoia 512 |  |  |  |  | https://www.danleemedical.com/media/catalog/product/cache/878725893cf17e6dd045869cebd77dab/p/i/pic_-_d8377ra1_1_.png | [16 empty] | Feature1: Provides excellent monitoring results with individual shielding from end to end; Feature2: Designed to be used in situations and on equipment where the highest quality noise free signal is required; Feature3: Leadwire options include a variety of styles, lengths and connections (See our D Series Leadwires section); Feature4: Exclusive Lead-Lock mechanism provides positive locking for each individual lead |  |  |  |  | Brand Name |  | Type | Right Angle, Shielded, ECG | Size |  | Color | Black, Green, White | Material |  | Dimensions |  | For Use With | For Acuson Sequoia 128XP/3 | Number of Leads | 3 | [97 empty] | Each | ECG Cable | Right Angle ECG Cable | ECG Cable With Leads | https://www.danleemedical.com/conmed-acuson-sequoia-3-lead-d-series-shielded-cable.html | [5 empty] | Lakshmi | Found | ok
SN285SN | Advantage Medical Electronics, LLC LifeSync | CB-71385R |  |  |  | ECG HP Cable | 10ft L 3-Lead Safety DIN ECG HP Cable |  |  |  |  | BeneView T5, BeneView T6, 78352C, 78354C, |  |  |  |  | https://store.advantagemed.com/graphics/ecgcables/222A2.jpg | https://store.advantagemed.com/graphics/ecgcables/024B.jpg | [28 empty] | Brand Name |  | Type | Detachable, Safety DIN | Size |  | Color |  | Material |  | Dimensions |  | For Use With | For Philips Medical Systems | Number of Leads | 3 | Diameter | 0.06in | Length | 10ft | Terminals | RA, LA, LL | [92 empty] | ECG Cable | ECG HP Cable | Safety DIN ECG Cable | https://store.advantagemed.com/index.php?page=details&pnum=CB-71385R&cat=ecg&subcat=ecg&oem=Mindray&oem_model=&ref=outfit | [5 empty] | Lakshmi | Found | ok
SN286SN | Advantage Medical Electronics, LLC LifeSync | CB-72385R |  |  |  | ECG HP Cable | 10ft L 3-Lead Molded Shielded/Snap ECG HP Cable |  |  |  |  | BeneView T5, BeneView T6, 78352C, 78354C |  |  |  |  | https://store.advantagemed.com/graphics/ecgcables/240A2S.jpg | https://store.advantagemed.com/graphics/ecgcables/024B.jpg | [28 empty] | Brand Name |  | Type | Non-Detachable, Molded, Shielded/Snap | Size |  | Color |  | Material |  | Dimensions |  | For Use With | For Philips Medical Systems | Number of Leads | 3 | Length | 10ft | Terminals | RA, LA, LL | [94 empty] | ECG Cable | ECG HP Cable | Shielded/Snap ECG Cable | https://store.advantagemed.com/index.php?page=products&pnum=CB-72385R&cat=ecg&subcat=ecg&oem=&oem_model=&class=3&subclass=72000&ref=products | [5 empty] | Lakshmi | Found | ok
SN287SN | Advantage Medical Electronics, LLC LifeSync | CB-72585R-P |  |  |  | ECG HP Cable | 10ft L 5-Lead Molded Shielded/Snap ECG HP Cable With Pinch |  |  |  |  | BeneView T5, BeneView T6, 78352C, 78354C |  |  |  |  | https://store.advantagemed.com/graphics/ecgcables/241A2S.jpg | https://store.advantagemed.com/graphics/ecgcables/024B.jpg | [28 empty] | Brand Name |  | Type | Non-Detachable, Molded, Shielded/Snap | Size |  | Color |  | Material |  | Dimensions |  | For Use With | For Philips Medical Systems | Number of Leads | 5 | Length | 10ft | Terminals | RA, RL, C, LL, LA | [94 empty] | ECG Cable | ECG HP Cable | ECG Cable With Pinch | https://store.advantagemed.com/index.php?page=products&pnum=CB-72585R&cat=ecg&subcat=ecg&oem=&oem_model=&class=5&subclass=72000&ref=products | [5 empty] | Lakshmi | Partial Match | ok
SN288SN | Advantage Medical Electronics, LLC LifeSync | CB-81355 |  |  |  | ECG Patient Cable | 10ft L Twin-Pin AAMI Shielded 3-Lead ECG Patient Cable |  |  |  |  | 1200 Defib Series, 1500 Defib Series |  |  |  |  | https://store.advantagemed.com/graphics/ecgcables/230A1.jpg | https://store.advantagemed.com/graphics/ecgcables/001A.jpg | [28 empty] | Brand Name |  | Type | Detachable, Twin-Pin AAMI Shielded | Size |  | Color |  | Material |  | Dimensions |  | For Use With | For GE Medical Systems | Number of Leads | 3 | Length | 10ft | Terminals | RA, LL, LA | [94 empty] | ECG Cable | ECG Patient Cable | Twin-Pin AAMI Shielded ECG Cable | https://store.advantagemed.com/index.php?page=products&pnum=CB-81355&cat=ecg&subcat=ecg&oem=&oem_model=&class=3&subclass=81000&ref=products | [5 empty] | Lakshmi | Found | ok
SN557SN | OSI Batteries | CS-GMP420MD |  | GE Medical | BT12 M2836 | Battery | 14.8V 4.4Ah Replacement Lithium-Ion Battery For Logiq e/Logiq i/Vivid e Ultrasound | [9 empty] | https://www.osibatteries.com/Images/products/CS-GMP420MD_product-1.jpg?resizeid=5&resizeh=1200&resizew=1200 | [29 empty] | Brand Name |  | Type | Replacement Biomedical, Lithium-Ion | Size |  | Color |  | Material |  | Dimensions |  | For Use With | For Logiq e/Logiq i/Vivid e Ultrasound | Nominal Voltage | 14.8V | Nominal Capacity | 4.4Ah | [96 empty] | Battery | Lithium-Ion Battery | Logiq e Ultrasound Battery | https://www.osibatteries.com/ge-medical-logiq-e-ultrasound-battery-bt12-m2836 | [5 empty] | Lakshmi | Found | ok
SN561SN | Agiliti | E8811ED |  |  |  | Bellows Assembly | Adult Bellows Assembly For MRI Respiratory/Cardiac Gating | [39 empty] | Brand Name |  | Type |  | Size |  | Color |  | Material |  | Dimensions |  | For Use With | For MRI Respiratory/Cardiac Gating | Age Group | Adult | [98 empty] | Bellows Assembly | Adult Bellows Assembly | MRI Respiratory/Cardiac Gating Bellows Assembly | [6 empty] | Lakshmi | Not Found | ok
SN348SN | Endofilter Inc | EFMF01-0069 |  |  |  | Filter | 0.1 Micron Bacterial Retention Filter | [39 empty] | Brand Name |  | Type | Bacterial Retention | Size |  | Color |  | Material |  | Dimensions |  | For Use With |  | Filter Rating | 0.1 Micron | [98 empty] | Filter | Bacterial Retention Filter | [7 empty] | Lakshmi | Not Found | ok
SN347SN | Endofilter Inc | EFMF01-0071 |  |  |  | Pre-Filter | Advantage Plus 0.45 Micron Pleated Pre-Filter | [39 empty] | Brand Name | Advantage Plus | Type | Pleated | Size |  | Color |  | Material |  | Dimensions |  | For Use With |  | Filter Rating | 0.45 Micron | [98 empty] | Pre-Filter | Pleated Pre-Filter | Advantage Plus Pleated Pre-Filter | [6 empty] | Lakshmi | Not Found | ok
SN582SN | Sparkle Power Inc. | FSP300UCB-B204 |  |  |  | Power Supply | 90 to 264V 5A 47 to 63Hz Power Supply | [39 empty] | Brand Name |  | Type |  | Size |  | Color |  | Material |  | Dimensions |  | For Use With |  | Voltage Rating | 90 to 264V | Current Rating | 5A | Frequency Range | 47 to 63Hz | Temperature Rating | 0 to 50deg F | [92 empty] | Power Supply | [8 empty] | Lakshmi | Not Found | ok
SN510SN | Interlight | GB-WW-DUB6-6 |  |  |  | Light Blub | 2in L 24V 150W 3050K T4 Replacement Light Blub |  |  | 30 Days | [6 empty] | https://cdn11.bigcommerce.com/s-6hoi8ta601/images/stencil/1280x1280/products/8344637/2046246/_IN-00SF8vnew__49364.1743878110.jpg?c=1 | https://cdn11.bigcommerce.com/s-6hoi8ta601/images/stencil/960w/products/8344637/5081342/_IN-00SF8v2__33288.1743878110.jpg?c=1 | https://cdn11.bigcommerce.com/s-6hoi8ta601/images/stencil/1280x1280/products/8344637/5081345/_IN-00SF8v4__95859.1743878110.jpg?c=1 | https://cdn11.bigcommerce.com/s-6hoi8ta601/images/stencil/960w/products/8344637/5081348/_IN-00SF8v5__40560.1743878110.jpg?c=1 | [13 empty] | Feature1: Replacement for 2271727 (for GE GENERAL ELECTRIC G.E) and others Light Bulbs |  |  |  |  | Brand Name |  | Type | Replacement | Size |  | Color |  | Material |  | Dimensions |  | For Use With |  | Voltage Rating | 24V | Power Rating | 150W | Base Type | G6.35 GY6.35 GZ6.35 2-Pin | Color Temperature | 3050K | Lumens | 4300 | Shape | T4 | Life | 100Hr | Length | 2in | [84 empty] | Bulb | Light Bulb | Replacement Light Bulb | https://www.interlightus.com/products/ge-general-electric-g-e-2271727.html | [5 empty] | Lakshmi | Partial Match | ok
SN532SN | Interlight | GC-WW-2656-5 |  |  |  | Light Blub | 1.73in L 23V 50W T4 Replacement Light Blub |  |  | 30 Days | [6 empty] | https://cdn11.bigcommerce.com/s-6hoi8ta601/images/stencil/1920w/products/8177985/1891680/_IN-02J35__67969.1700711912.jpg?c=1 | [16 empty] | Feature1: Replacement for 18566 (for HANALUX / HANAULUX) and others Halogen Light Bulbs |  |  |  |  | Brand Name |  | Type | Replacement | Size |  | Color |  | Material |  | Dimensions |  | For Use With |  | Voltage Rating | 23V | Power Rating | 50W | Base Type | G6.35 GY6.35 GZ6.35 2-Pin | Color Temperature |  | Lumens |  | Shape | T4 | Life | 1000Hr | Length | 1.73in | [84 empty] | Bulb | Light Bulb | Replacement Light Bulb | https://www.interlightus.com/products/hanalux-hanaulux-018566.html | [5 empty] | Lakshmi | Partial Match | ok
SN531SN | Interlight | GC-WW-40LX-5 |  |  |  | Light Blub | 1.75in L 12V 100W 3300K T4 Replacement Light Blub |  |  | 30 Days | [6 empty] | https://cdn11.bigcommerce.com/s-6hoi8ta601/images/stencil/1280x1280/products/8257466/1963709/_GY6.35_T4_C6__80879.1700751811.jpg?c=1 | [16 empty] | Feature1: Replacement for 54248 (for OSRAM SYLVANIA) and others Light Bulbs |  |  |  |  | Brand Name |  | Type | Replacement | Size |  | Color |  | Material |  | Dimensions |  | For Use With |  | Voltage Rating | 12V | Power Rating | 100W | Base Type | GY6.35 2-Round Pins | Color Temperature | 3300K | Lumens | 2800 | Shape | T4 | Life | 50Hr | Length | 1.75in | [84 empty] | Bulb | Light Bulb | Replacement Light Bulb | https://www.interlightus.com/products/osram-sylvania-54248.html?_gl=1*1tofdeh*_up*MQ..*_ga*OTE4ODY0MjAxLjE3NDc5OTI4Mjc.*_ga_JGMFRCVXTS*czE3NDkxOTk0MzMkbzIkZzEkdDE3NDkxOTk5MDIkajIxJGwwJGgw | [5 empty] | Lakshmi | Partial Match | ok
SN533SN | Interlight | GC-WW-40QD-5 |  |  |  | Light Blub | 2in L 24V 150W 3050K T4 Replacement Light Blub |  |  | 30 Days | [6 empty] | https://cdn11.bigcommerce.com/s-6hoi8ta601/images/stencil/1920w/products/8377400/2085821/_IN-00SF8vnew__48930.1743877631.jpg?c=1 | https://cdn11.bigcommerce.com/s-6hoi8ta601/images/stencil/1280x1280/products/8377400/5081668/_IN-00SF8v2__18512.1743877631.jpg?c=1 | https://cdn11.bigcommerce.com/s-6hoi8ta601/images/stencil/960w/products/8377400/5081670/_IN-00SF8v3__71289.1743877632.jpg?c=1 | https://cdn11.bigcommerce.com/s-6hoi8ta601/images/stencil/960w/products/8377400/5081671/_IN-00SF8v4__90757.1743877632.jpg?c=1 | https://cdn11.bigcommerce.com/s-6hoi8ta601/images/stencil/960w/products/8377400/5081672/_IN-00SF8v5__49517.1743877632.jpg?c=1 | [12 empty] | Feature1: Replacement for 54264 (for OSRAM SYLVANIA) and others Light Bulbs |  |  |  |  | Brand Name |  | Type | Replacement | Size |  | Color |  | Material |  | Dimensions |  | For Use With |  | Voltage Rating | 24V | Power Rating | 150W | Base Type | G6.35 GY6.35 GZ6.35 2-Pin | Color Temperature | 3050K | Lumens | 4300 | Shape | T4 | Life | 100Hr | Length | 2in | [84 empty] | Bulb | Light Bulb | Replacement Light Bulb | https://www.interlightus.com/products/osram-sylvania-54264.html | [5 empty] | Lakshmi | Partial Match | ok
SN529SN | Interlight | GC-WW-5QDX-1 |  |  |  | Light Blub | 1.65in L 23V 50W 3100K T4 Replacement Light Blub |  |  | 30 Days | [6 empty] | https://cdn11.bigcommerce.com/s-6hoi8ta601/images/stencil/1280x1280/products/7272819/1190467/z_1967_54257__53650.1700834415.jpg?c=1 | [16 empty] | Feature1: Replacement for 8000123 (for USHIO) and others Halogen Light Bulbs |  |  |  |  | Brand Name |  | Type | Replacement | Size |  | Color |  | Material |  | Dimensions |  | For Use With |  | Voltage Rating | 23V | Power Rating | 50W | Base Type | G6.35 GY6.35 GZ6.35 2-Pin | Color Temperature | 3100K | Lumens | 1150 | Shape | T4 | Life | 1200Hr | Length | 1.65in | [84 empty] | Bulb | Light Bulb | Replacement Light Bulb | https://www.interlightus.com/products/ushio-8000123.html | [5 empty] | Lakshmi | Partial Match | ok
SN528SN | Interlight | GC-WW-EFWG-7 |  |  |  | Light Blub | 1.85in L 12V 100W 3000K T4 Replacement Light Blub |  |  | 30 Days | [6 empty] | https://cdn11.bigcommerce.com/s-6hoi8ta601/images/stencil/1920w/products/8383193/2093148/_narva-55939__71413.1700815789.jpg?c=1 | [16 empty] | Feature1: Replacement for 062-65012-02 (for SHIMADZU) and others Halogen Light Bulbs |  |  |  |  | Brand Name |  | Type | Replacement | Size |  | Color |  | Material |  | Dimensions |  | For Use With |  | Voltage Rating | 12V | Power Rating | 100W | Base Type | G6.35 GY6.35 GZ6.35 2-Pin | Color Temperature | 3000K | Lumens | 3000 | Shape | T4 | Life | 50Hr | Length | 1.85in | [84 empty] | Bulb | Light Bulb | Replacement Light Bulb | https://www.interlightus.com/products/shimadzu-062-65012-02.html | [5 empty] | Lakshmi | Partial Match | ok
SN530SN | Interlight | GC-WW-EGH5-7 |  |  |  | Light Blub | 1.75in L 12V 100W 3300K T4 Replacement Light Blub |  |  | 30 Days | [6 empty] | https://cdn11.bigcommerce.com/s-6hoi8ta601/images/stencil/1280x1280/products/8273456/1978568/_GY6.35_T4_C6__11415.1719205128.jpg?c=1 | [16 empty] | Feature1: Replacement for 242253300621 (for PHILIPS) and others Light Bulbs |  |  |  |  | Brand Name |  | Type | Replacement | Size |  | Color |  | Material |  | Dimensions |  | For Use With |  | Voltage Rating | 12V | Power Rating | 100W | Base Type | GY6.35 2-Round Pins | Color Temperature | 3300K | Lumens | 2800 | Shape | T4 | Life | 50Hr | Length | 1.75in | [84 empty] | Bulb | Light Bulb | Replacement Light Bulb | https://www.interlightus.com/products/philips-242253300621.html?srsltid=AfmBOopwWY_s6ysjaVibMumgNolX6FVOHFYyLe4PQYEb5a2sMjA-jD0f | [5 empty] | Lakshmi | Partial Match | ok
SN625SN | Interlight | GD-WW-6HHK-8 |  |  |  | Light Blub | 1.75in L 12V 100W 3300K T4 Replacement Light Blub |  |  | 30 Days | [6 empty] | https://cdn11.bigcommerce.com/s-6hoi8ta601/images/stencil/1280x1280/products/8311018/2012862/_GY6.35_T4_C6__61191.1700776669.jpg?c=1 | [16 empty] | Feature1: Replacement for HLX 64625 (for OSRAM SYLVANIA) and others Light Bulbs |  |  |  |  | Brand Name |  | Type | Replacement | Size |  | Color |  | Material |  | Dimensions |  | For Use With |  | Voltage Rating | 12V | Power Rating | 100W | Base Type | GY6.35 2-Round Pins | Color Temperature | 3300K | Lumens | 2800 | Shape | T4 | Life | 50Hr | Length | 1.75in | [84 empty] | Bulb | Light Bulb | Replacement Light Bulb | https://www.interlightus.com/products/osram-sylvania-hlx-64625.html | [5 empty] | Lakshmi | Partial Match | ok
SN615SN | Davis Medical Electronics (Probo Medical) | GES-EKG-2016560-002 |  |  |  | ECG Patient Cable | 17ft L Latex-Free Round Connector Coiled ECG Patient Cable |  | High quality design to use with GE Medical products that utilize the CAM 14 acquisition module. Made to withstand the fast paced hospital and clinic environment and a cost effective option. |  |  | CAM 14 |  |  |  |  | https://www.davismedical.com/Images/Images/2016560_002.png | [16 empty] | Feature1: Acquired with CAM 14 Acquisition Module; Feature2: Sold as Individual Units; Feature3: 15ft (4.6m) ensures clear signals to acquisition module; Feature4: Easy to clean and Latex-free |  |  |  |  | Brand Name |  | Type | Round Connector, Coiled | Size |  | Color |  | Material |  | Dimensions |  | For Use With | For Acquisition Module | Latex/Latex-Free | Latex-Free | [98 empty] | Patient Cable | ECG Patient Cable | Latex-Free ECG Patient Cable | https://www.davismedical.com/Products/GE-ECG-CAM-14-Coiled-Patient-Cable-2016560-002__GES-EKG-2016560-002.aspx?srsltid=AfmBOoo0j8cGHQoJHWmqzbGxEnOGmX5Cnv7HBerFVI5O7jWNfz4DQ14d | [5 empty] | Lakshmi | Found | ok
SN525SN | OSI Batteries | GP672 |  | CSB |  | Battery | 5.94 x 1.34 x 3.94in 6V 7.2Ah General Purpose Sealed Lead Acid Battery |  | GP 672 is a general purpose battery with up to 5 years in standby service or more than 260 cycles at 100% discharge in cycle service. As with all CSB batteries, all are rechargeable, highly efficient, leak proof and maintenance free. |  |  |  |  | 1.34in | 3.94in |  | https://www.osibatteries.com/Images/products/GP672_product-1.jpg?resizeid=5&resizeh=1200&resizew=1200 | [29 empty] | Brand Name |  | Type | General Purpose, Sealed Lead Acid | Size |  | Color |  | Material |  | Dimensions |  | For Use With |  | Nominal Voltage | 6V | Nominal Capacity | 7.2Ah | Terminals | 0.187in Faston | Length | 5.94in | [92 empty] | Battery | Sealed Lead Acid Battery | General Purpose Battery | https://www.osibatteries.com/csb-gp-672-battery-6v-7-2ah-sealed-lead-acid | [5 empty] | Lakshmi | Found | ok
SN482SN | Kennedy Webster Electric, Co. | HG M01063 |  | OSRAM | 64642 JC24V 150W G6.35 | Lamp | 24V 150W G6.35 Lamp | [39 empty] | Brand Name |  | Type |  | Size |  | Color |  | Material |  | Dimensions |  | For Use With |  | Voltage Rating | 24V | Power Rating | 150W | Base Type | G6.35 | [94 empty] | Lamp | [8 empty] | Lakshmi | Not Found | ok
SN627SN | Sage Services Group | L01-05-MS |  |  |  | ECG Lead Set | Reusable 5-Lead Mixed Length ECG Lead Set |  |  | 12 Months |  | 989803144991, LDW-05AK-29AS-0000, LPA5-90S0, M1625A |  |  |  |  | L01-05-MS_Image1.jpeg | L01-05-MS_Image2.jpeg | L01-05-MS_Image3.jpeg | L01-05-MS_Image4.jpeg | [26 empty] | Brand Name |  | Type | Mixed Length | Size |  | Color |  | Material |  | Dimensions |  | For Use With | For AAMI ICU | Number of Leads | 5 | Patient End | Snap | Disposability | Reusable | [94 empty] | ECG Lead Set | Reusable ECG Lead Set | Mixed Length ECG Lead Set | https://sageservicesgroup.com/product/philips-compatible-5-lead-set-snap-mixed-length/ | [5 empty] | Lakshmi | Found | ok
SN601SN | Sage Services Group | L11-03-29S |  |  |  | ECG Lead Set | 0.9m L Reusable 3-Lead DIN Style ECG Lead Set |  |  | 12 Months |  | 0012-00-0622-01, 008-0323-00, 012-0283-00, M3915A |  |  |  |  | L11-03-29S_Image1.jpeg | L11-03-29S_Image2.jpeg | L11-03-29S_Image3.jpeg | L11-03-29S_Image4.jpeg | [26 empty] | Brand Name |  | Type | DIN Style | Size |  | Color |  | Material |  | Dimensions |  | For Use With |  | Number of Leads | 3 | Patient End | Snap | Disposability | Reusable | Length | 0.9m | [92 empty] | ECG Lead Set | Reusable ECG Lead Set | DIN Style ECG Lead Set | https://sageservicesgroup.com/product/aami-compatible-3-lead-set-unshielded-snap-0-9m/ | [5 empty] | Lakshmi | Found | ok
SN444SN | Danlee Medical Products | LE2269982-2 |  | GE |  | Lead Wire | 60in L Green 5-Lead Multi-Link ECG RTL Leadwire Set With Grabbers Grabber, AHA | [9 empty] | https://www.danleemedical.com/media/catalog/product/cache/878725893cf17e6dd045869cebd77dab/p/i/pic_-_gem_403751-023_1_.png | [16 empty] | Feature1: Radiolucent |  |  |  |  | Brand Name |  | Type | Multi-Link ECG RTL | Size |  | Color | Green | Material |  | Dimensions |  | For Use With |  | Number of Leads | 5 | Length | 60in | With | With Grabbers Grabber, AHA | [94 empty] | Lead Wire | 5-Lead Lead Wire | Green Lead Wire | https://www.danleemedical.com/ge-multi-link-rtl-5-lead-set-with-grabbers.html | [5 empty] | Lakshmi | Found | ok
SN445SN | Danlee Medical Products | LE2269982-3 |  | GE |  | Lead Wire | 60in L Black 5-Lead Multi-Link ECG RTL Leadwire Set With Grabbers Grabber, AHA | [9 empty] | https://www.danleemedical.com/media/catalog/product/cache/878725893cf17e6dd045869cebd77dab/p/i/pic_-_gem_403751-023_1_.png | [16 empty] | Feature1: Radiolucent |  |  |  |  | Brand Name |  | Type | Multi-Link ECG RTL | Size |  | Color | Black | Material |  | Dimensions |  | For Use With |  | Number of Leads | 5 | Length | 60in | With | With Grabbers Grabber, AHA | [94 empty] | Lead Wire | 5-Lead Lead Wire | Black Lead Wire | https://www.danleemedical.com/ge-multi-link-rtl-5-lead-set-with-grabbers.html | [5 empty] | Lakshmi | Found | ok
SN618SN | UMAC | LM33-T |  |  |  | X-Ray Tube | X-Ray Tube For Hologic Dimensions 3D Mammography System | [39 empty] | Brand Name |  | Type |  | Size |  | Color |  | Material |  | Dimensions |  | For Use With | For Hologic Dimensions 3D Mammography System | [100 empty] | Tube | X-Ray Tube | 3D Mammography System X-Ray Tube | [6 empty] | Lakshmi | Not Found | ok
SN422SN | Jsource Technologies | LNR42399 |  | POWERCOM | KIN-1000AP | UPS | UPS | [39 empty] | Brand Name |  | Type |  | Size |  | Color |  | Material |  | Dimensions |  | For Use With | [101 empty] | UPS | [8 empty] | Lakshmi | Not Found | ok
SN289SN | Advantage Medical Electronics, LLC LifeSync | LW-2090S29/3A |  |  |  | Lead Set | 29in L Reusable DIN to Snap Shielded 3-Lead Set |  |  |  |  | IntelliVue |  |  |  |  | https://store.advantagemed.com/graphics/ecgleads/3ASnap.jpg | https://store.advantagemed.com/graphics/ecgleads/3adsc.jpg | [28 empty] | Brand Name |  | Type | DIN to Snap Shielded | Size |  | Color |  | Material |  | Dimensions |  | For Use With | For Philips Medical Systems | Number of Leads | 3 | Disposability | Reusable | Length | 29in | Standard | AHA | With | Combiner | [90 empty] | Lead Set | Reusable Lead Set | DIN to Snap Shielded Lead Set | https://store.advantagemed.com/index.php?page=products&pnum=LW-2090S29%2F3A&cat=leadwire&subcat=reuse&oem=&oem_model=&class=3&subclass=73000&ref=products | [5 empty] | Lakshmi | Found | ok
SN290SN | Advantage Medical Electronics, LLC LifeSync | LW-2090S29/5A |  |  |  | Lead Set | 29in L Reusable DIN to Snap 5-Lead Set |  |  |  |  | IntelliVue |  |  |  |  | https://store.advantagemed.com/graphics/ecgleads/5ASnap.jpg | https://store.advantagemed.com/graphics/ecgleads/5adsc.jpg | [28 empty] | Brand Name |  | Type | DIN to Snap | Size |  | Color |  | Material |  | Dimensions |  | For Use With | For Philips Medical Systems | Number of Leads | 5 | Disposability | Reusable | Length | 29in | Standard | AHA | With | Combiner | [90 empty] | Lead Set | Reusable Lead Set | DIN to Snap Lead Set | https://store.advantagemed.com/index.php?page=products&pnum=LW-2090S29%2F5A&cat=leadwire&subcat=reuse&oem=&oem_model=&class=5&subclass=73000&ref=products | [5 empty] | Lakshmi | Found | ok
SN291SN | Advantage Medical Electronics, LLC LifeSync | LW-2300051/5A |  |  |  | Lead Set | 51in L Snap to Philips/Twin-pin AAMI Shielded 5-Lead Set |  |  |  |  | M1520A, M1600A |  |  |  |  | https://store.advantagemed.com/graphics/ecgleads/5ASnap.jpg | https://store.advantagemed.com/graphics/ecgleads/5atp.jpg | [28 empty] | Brand Name |  | Type | Snap to Philips/Twin-pin AAMI Shielded (RA/LL/LA/RL/C) | Size |  | Color | White, Green, Brown, Red, Black | Material |  | Dimensions |  | For Use With | For Philips Medical Systems | Number of Leads | 5 | Length | 51in | Standard | AHA | [94 empty] | Lead Set | Snap to Philips/Twin-pin AAMI Shielded Lead Set |  | https://store.advantagemed.com/index.php?page=products&pnum=LW-2300051%2F5A&cat=leadwire&subcat=reuse&oem=&oem_model=&class=5&subclass=81000&ref=products | [5 empty] | Lakshmi | Found | ok
SN292SN | Advantage Medical Electronics, LLC LifeSync | LW-2410051/5A |  |  |  | Lead Set | 51in L Grouped Snap to Multi-Link Shielded 5-Lead Set |  |  |  |  | Apex, Apex Pro, Dash 3000 PRO, Solar 8000 |  |  |  |  | https://store.advantagemed.com/graphics/ecgleads/5ASnap.jpg | https://store.advantagemed.com/graphics/ecgleads/5agg.jpg | [28 empty] | Brand Name |  | Type | Grouped, Snap to Multi-Link Shielded (RA/LL/LA/RL/C) | Size |  | Color | White, Green, Brown, Red, Black | Material |  | Dimensions |  | For Use With | For GE Medical Systems | Number of Leads | 5 | Length | 51in | Standard | AHA | [94 empty] | Lead Set | Snap to Multi-Link Shielded Lead Set | Grouped Lead Set | https://store.advantagemed.com/index.php?page=products&pnum=LW-2410051%2F5A&cat=leadwire&subcat=reuse&oem=&oem_model=&class=5&subclass=51000&ref=products | [5 empty] | Lakshmi | Found | ok
SN293SN | Advantage Medical Electronics, LLC LifeSync | LW-3400029GR |  |  |  | Lead Set | 29in L P60 Pinch (Grabber) to Multi-Link Shielded 5-Lead Set |  |  |  |  | Apex, Apex Pro, Dash 3000 PRO, Solar 8000 |  |  |  |  | https://store.advantagemed.com/graphics/ecgleads/5ap.jpg | https://store.advantagemed.com/graphics/ecgleads/5ag.jpg | [28 empty] | Brand Name |  | Type | P60 Pinch (Grabber) to Multi-Link Shielded | Size |  | Color | Green | Material |  | Dimensions |  | For Use With | For GE Medical Systems | Number of Leads | 5 | Length | 29in | Terminals | RL | [94 empty] | Lead Set | Pinch to Multi-Link Shielded Lead Set |  | https://store.advantagemed.com/index.php?page=products&pnum=LW-3400029%2F5A&cat=leadwire&subcat=reuse&oem=&oem_model=&class=5&subclass=51000&ref=products | [5 empty] | Lakshmi | Partial Match | ok
SN457SN | Supply4GI LLC | MA01-0076 |  |  |  | Adapter | 1/4 x 3/8in NPT x Male Adapter For MT03-0023 Air Tank Assembly | [19 empty] | https://www.supply4gi.com/wp-content/uploads/2019/02/Medivators-DSD-201-Parts-Ilustration.pdf | [19 empty] | Brand Name |  | Type |  | Size |  | Color |  | Material |  | Dimensions |  | For Use With | For MT03-0023 Air Tank Assembly, Medivators Reprocessing System | Connection Size | 1/4 x 3/8in | Connection Type | NPT x Male | [96 empty] | Adapter | Male Adapter |  | https://www.supply4gi.com/wp-content/uploads/2019/02/Medivators-DSD-201-Parts-Ilustration.pdf | [5 empty] | Lakshmi | Found | ok
SN453SN | Supply4GI LLC | MC07-0003 |  |  |  | Coupling | 3/8in ID Hub Coupling For MK010071 Filter Assembly | [19 empty] | https://www.supply4gi.com/wp-content/uploads/2019/02/Medivators-DSD-91E-Parts-Illustration.pdf | [19 empty] | Brand Name |  | Type |  | Size |  | Color |  | Material |  | Dimensions |  | For Use With | For MK010071 Filter Assembly | Connection Size | 3/8in | Connection Type | Hub | [96 empty] | Coupling | Hub Coupling | Filter Assembly Hub Coupling | https://www.supply4gi.com/wp-content/uploads/2019/02/Medivators-DSD-91E-Parts-Illustration.pdf | [5 empty] | Lakshmi | Found | ok
SN452SN | Supply4GI LLC | ME01-0022 |  |  |  | Drain Elbow | 1 x 1in Hub x Hub Drain Elbow For Medivators Reprocessing System | [19 empty] | https://www.supply4gi.com/wp-content/uploads/2019/02/Medivators-DSD-201-Parts-Ilustration.pdf | [19 empty] | Brand Name |  | Type |  | Size |  | Color |  | Material |  | Dimensions |  | For Use With | For Medivators Reprocessing System | Connection Size | 1 x 1in | Connection Type | Hub x Hub | [96 empty] | Elbow | Drain Elbow |  | https://www.supply4gi.com/wp-content/uploads/2019/02/Medivators-DSD-201-Parts-Ilustration.pdf | [5 empty] | Lakshmi | Found | ok
SN455SN | Supply4GI LLC | MF01-0071 |  |  |  | Pre-Filter | Advantage Plus 0.45 Micron Pleated Pre-Filter | [39 empty] | Brand Name | Advantage Plus | Type | Pleated | Size |  | Color |  | Material |  | Dimensions |  | For Use With |  | Filter Rating | 0.45 Micron | [98 empty] | Pre-Filter | Pleated Pre-Filter | Advantage Plus Pleated Pre-Filter | [6 empty] | Lakshmi | Not Found | ok
SN454SN | Supply4GI LLC | MF02-0014 |  |  |  | Fuse | 5 x 20mm 250V 3.15A Fuse For Medivators Reprocessing System | [9 empty] | MF02-0014.jpeg | [9 empty] | https://www.supply4gi.com/wp-content/uploads/2019/02/Medivators-DSD-201-Parts-Ilustration.pdf | [19 empty] | Brand Name |  | Type |  | Size |  | Color |  | Material |  | Dimensions | 5 x 20mm | For Use With | For Medivators Reprocessing System | Voltage Rating | 250V | Current Rating | 3.15A | [96 empty] | Fuse | Reprocessing System Fuse |  | https://www.supply4gi.com/wp-content/uploads/2019/02/Medivators-DSD-201-Parts-Ilustration.pdf | [5 empty] | Lakshmi | Found | ok
SN456SN | Supply4GI LLC | MF02-0018 |  |  |  | Fuse | 250V 6.25A 3AG SLO Fuse For Medivators Reprocessing System | [9 empty] | MF02-0018.jpeg | [9 empty] | https://www.supply4gi.com/wp-content/uploads/2019/02/Medivators-DSD-201-Parts-Ilustration.pdf | [19 empty] | Brand Name |  | Type | 3AG SLO | Size |  | Color |  | Material |  | Dimensions |  | For Use With | For Medivators Reprocessing System | Voltage Rating | 250V | Current Rating | 6.25A | [96 empty] | Fuse | Reprocessing System Fuse |  | https://www.supply4gi.com/wp-content/uploads/2019/02/Medivators-DSD-201-Parts-Ilustration.pdf | [5 empty] | Lakshmi | Found | ok
SN451SN | Supply4GI LLC | ML05-0001 |  |  |  | Lock | 3/8in Inside Door Locking Clip For ASM1-0086 Manifold Valve | [9 empty] | ML05-0001.jpeg | [9 empty] | https://www.supply4gi.com/wp-content/uploads/2019/02/Medivators-DSD-201-Parts-Ilustration.pdf | [19 empty] | Brand Name |  | Type | Inside Door | Size | 3/8in | Color |  | Material |  | Dimensions |  | For Use With | For For ASM1-0086 Manifold Valve, Medivators Reprocessing System | [100 empty] | Clip | Locking Clip | Inside Door Locking Clip | https://www.supply4gi.com/wp-content/uploads/2019/02/Medivators-DSD-201-Parts-Ilustration.pdf | [5 empty] | Lakshmi | Found | ok
SN381SN | Bulbtronics Inc | OS64625HLX |  |  |  | Bulb | 12V 100W Low Voltage Halogen Bulb | [9 empty] | https://www.bulbtronics.com/ProductImages/photo/SKU0000926pd.jpg | [29 empty] | Brand Name |  | Type | Single Ended, Low Voltage, Halogen | Size |  | Color |  | Material |  | Dimensions |  | For Use With |  | Voltage Rating | 12V | Power Rating | 100W | Base Type | G6.35/2-Pin | Length | 1.73in | Diameter | 0.45in | LCL Size | 1.18in | Lumens | 3600 | Life | 50Hr | [84 empty] | Lamp | Halogen Lamp | Low Voltage Halogen Lamp | https://www.bulbtronics.com/Search-The-Warehouse/ProductDetail.aspx?sid=0000926&pid=OS64625HLX | [5 empty] | Lakshmi | Found | Found_Chk
SN581SN | Washer Solutions Inc. | P093910250 |  |  |  | Spool | 3in W Plastic Driver End Spool | [6 empty] | 3in | [32 empty] | Brand Name |  | Type | Driver End | Size |  | Color |  | Material | Plastic | Dimensions |  | For Use With | [101 empty] | Spool | Driver End Spool | Plastic Driver End Spool | [6 empty] | Lakshmi | Not Found | ok
SN588SN | Mediquip Parts Plus (MQPP) | P117052-342 |  |  |  | Valve | Safety Synergy Valve | [9 empty] | https://www.mqpp.com/default.aspx?page=item%20detail&itemcode=764326-480 | [29 empty] | Brand Name |  | Type | Safety Synergy | Size |  | Color |  | Material |  | Dimensions |  | For Use With | [101 empty] | Valve | Safety Synergy Valve |  | https://www.mqpp.com/default.aspx?page=item%20detail&itemcode=117052-342 | [5 empty] | Lakshmi | Partial Match | ok
SN576SN | Washer Solutions Inc. | P754359-001 |  |  |  | Repair Kit | Repair Kit For 0.38in Pressure Reducing Valve | [9 empty] | https://www.washersolutions.com/wp-content/uploads/2024/06/2469-Custom.png | [29 empty] | Brand Name |  | Type |  | Size |  | Color |  | Material |  | Dimensions |  | For Use With | For 0.38in Pressure Reducing Valve | [100 empty] | Repair Kit | Pressure Reducing Valve Repair Kit | Valve Repair Kit | https://www.washersolutions.com/product/steris-p754359-001-prv-repair-kit-3-8-2469/ | [5 empty] | Lakshmi | Found | ok
SN584SN | Mediquip Parts Plus (MQPP) | P754359-003 |  |  |  | Rebuild Kit | Rebuild Kit For 0.75in Pressure Reduction Valve/Suction Control Valve | [9 empty] | https://www.mqpp.com/contentonly.aspx?file=images/items/754359-003.jpg | [29 empty] | Brand Name |  | Type |  | Size |  | Color |  | Material |  | Dimensions |  | For Use With | For 0.75in Pressure Reduction Valve/Suction Control Valve | [100 empty] | Rebuild Kit | Pressure Reduction Valve Rebuild Kit | Suction Control Valve Rebuild Kit | https://www.mqpp.com/default.aspx?page=item%20detail&itemcode=754359-003 | [5 empty] | Lakshmi | Partial Match | ok
SN566SN | PartsSource, Inc. (Twinsburg) | P764316147-N |  | STERIS Corporation | P117950174 | Kit | Repair Valve Kit For Reliance Synergy |  |  | 30 Days |  | CENTURY V116, RELIANCE 400, RELIANCE 444, V-120 |  |  |  |  | https://img.partssource.com/f00000000288376/dam.partssource.com/m/17e6494526782beb/Watermark_1000_w-18458_P764316147_STERIS-Corporation-png.jpg | https://img.partssource.com/f00000000288376/dam.partssource.com/m/291aef8aa88008f8/Watermark_800_w-18458_P764316147_STERIS-Corporation_1-png.jpg | [28 empty] | Brand Name |  | Type | Repair Valve | Size |  | Color |  | Material |  | Dimensions |  | For Use With | Kit For Reliance Synergy | Certifications | ISO 9001, ISO 13485 | [98 empty] | Repair Kit | Valve Repair Kit |  | https://www.partssource.com/parts/steris-corporation/P764316147?pspn=ps48djawqch | [5 empty] | Lakshmi | Partial Match | ok
SN399SN | Mediquip Parts Plus (MQPP) | P764317-688 |  |  |  | Repair Kit | Repair Kit For Solenoid Valve | [9 empty] | https://www.mqpp.com/contentonly.aspx?file=images/items/764317-688.JPG | [29 empty] | Brand Name |  | Type |  | Size |  | Color |  | Material |  | Dimensions |  | For Use With | For Solenoid Valve | [100 empty] | Repair Kit | Valve Repair Kit | Solenoid Valve Repair Kit | https://www.mqpp.com/default.aspx?page=item%20detail&itemcode=764317-688 | [5 empty] | Lakshmi | Partial Match | ok
SN565SN | PartsSource, Inc. (Twinsburg) | P764324895-N |  | STERIS Corporation |  | Kit | Repair Valve Kit For EAGLE 3000, EAGLE 3013 STAGE 3 |  |  | 30 Days |  | CENTURY V116, RELIANCE 120, RELIANCE 444, V-160 |  |  |  |  | https://img.partssource.com/f00000000288376/dam.partssource.com/m/363f431d2811a30a/Watermark_1000_w-P764324895-steris-jpg.jpg | https://img.partssource.com/f00000000288376/dam.partssource.com/m/189f1365fb229a12/Watermark_1000_w-18458_P764324895_STERIS-Corporation_1-png.jpg | [28 empty] | Brand Name |  | Type | Repair Valve | Size |  | Color |  | Material |  | Dimensions |  | For Use With | For EAGLE 3000, EAGLE 3013 STAGE 3 | [100 empty] | Repair Kit | Valve Repair Kit |  | https://www.partssource.com/parts/steris-corporation/P764324895?pspn=ps87kdrcec6 | [5 empty] | Lakshmi | Partial Match | ok
SN585SN | Mediquip Parts Plus (MQPP) | P764326-480 |  |  |  | PM Pak | Exhaust Manifold PM Pak | [9 empty] | https://www.mqpp.com/contentonly.aspx?file=images/items/764326-480.jpg | [29 empty] | Brand Name |  | Type | Exhaust Manifold | Size |  | Color |  | Material |  | Dimensions |  | For Use With | [101 empty] | PM Pak | Exhaust Manifold PM Pak |  | https://www.mqpp.com/default.aspx?page=item%20detail&itemcode=764326-480 | [5 empty] | Lakshmi | Partial Match | ok
SN602SN | OSI Batteries | PS-TR62821231 |  |  |  | Battery | Pixium EZ Battery | [39 empty] | Brand Name | Pixium EZ | Type |  | Size |  | Color |  | Material |  | Dimensions |  | For Use With | [101 empty] | Battery | Pixium EZ Battery | [7 empty] | Lakshmi | Not Found | ok
SN628SN | Agiliti | R2E220-RB06-01-EBM |  |  |  | Fan | Fan | [39 empty] | Brand Name |  | Type |  | Size |  | Color |  | Material |  | Dimensions |  | For Use With | [101 empty] | Fan | [8 empty] | Lakshmi | Not Found | ok
SN446SN | Jsource Technologies | SPI3001UH-B204 |  |  |  | Power Supply | Power Supply | [39 empty] | Brand Name |  | Type |  | Size |  | Color |  | Material |  | Dimensions |  | For Use With | [101 empty] | Power Supply | [8 empty] | Lakshmi | Not Found | ok
SN380SN | Sage Services Group | T01-03-30M |  |  |  | Cable | 3m L Reusable 3-Lead ECG Trunk Cable |  |  | 12 Months |  | 453561490121, 989803145071, CB-7335R, M1669A |  |  |  |  | T01-03-30M_Image1.jpeg | T01-03-30M_Image2.jpeg | T01-03-30M_Image3.jpeg | T01-03-30M_Image4.jpeg | [26 empty] | Brand Name |  | Type | ECG Trunk | Size |  | Color |  | Material |  | Dimensions |  | For Use With |  | Number of Leads | 3 | Disposability | Reusable | Length | 3m | [94 empty] | Trunk Cable | ECG Trunk Cable | Reusable ECG Trunk Cable | https://sageservicesgroup.com/product/philips-compatible-3-lead-trunk-cable-3-0m/ | [5 empty] | Lakshmi | Found | ok
SN642SN | Sage Services Group | T01-12-30M |  |  |  | Cable | 3m L Reusable 10-Lead ECG Trunk Cable |  |  | 12 Months |  | 989803125831, 989803144791, CB-735585R, M1663A |  |  |  |  | T01-12-30M_Image1.jpeg | T01-03-30M_Image2.jpeg | T01-12-30M_Image3.jpeg | T01-03-30M_Image4.jpeg | [26 empty] | Brand Name |  | Type | ECG Trunk | Size |  | Color |  | Material |  | Dimensions |  | For Use With | For AAMI ICU | Number of Leads | 10 | Disposability | Reusable | Length | 3m | [94 empty] | Trunk Cable | ECG Trunk Cable | Reusable ECG Trunk Cable | https://sageservicesgroup.com/product/philips-compatible-10-lead-trunk-cable-3-0m/ | [5 empty] | Lakshmi | Found | ok
SN573SN | Sage Services Group | T08-03-30M |  |  |  | Cable | 3m L Reusable 3-Lead Detachable 2-Pin ECG Trunk Cable |  |  | 12 Months |  | 43585, 989803103811, CB-71385R, M1500A |  |  |  |  | T08-03-30M_Image1.jpeg | T08-03-30M_Image2.jpeg | T08-03-30M_Image3.jpeg | T08-03-30M_Image4.jpeg | [26 empty] | Brand Name |  | Type | Detachable 2-Pin ECG Trunk | Size |  | Color |  | Material |  | Dimensions |  | For Use With |  | Number of Leads | 3 | Disposability | Reusable | Length | 3m | [94 empty] | Trunk Cable | ECG Trunk Cable | Reusable ECG Trunk Cable | https://sageservicesgroup.com/product/philips-compatible-3-lead-trunk-cable-3-0m-3/ | [5 empty] | Lakshmi | Found | ok
SN626SN | Newark / Element 14 | V-15-1A5 |  |  |  | Microswitch | 250VAC 8VDC 15A SPDT Solder Miniature Snap Action Microswitch |  | The V-15-1A5 is a single-pole double throw Miniature Basic Switch with pin plunger actuator style, 200gf maximum operating force and solder terminal. It is available in two types of cases thermoplastic resin and thermosetting resin. | [17 empty] | https://www.farnell.com/datasheets/2082461.pdf?_gl=1*p5chxq*_gcl_au*ODQ5OTY5NjUuMTc0Nzc5MDQ4OA.. | [19 empty] | Brand Name |  | Type | Miniature, Snap Action | Size |  | Color |  | Material |  | Dimensions |  | For Use With |  | Voltage Rating | 250VAC, 8VDC | Current Rating | 15A | Contact Configuration | SPDT | Operating Force | 200gf | Actuator Type | Pin Plunger | Terminals Type | Solder | Maximum Contact Resistance | 15mohm | Minimum Insulation Resistance | 100Mohm | Application | Industrial | [82 empty] | Microswitch | Snap Action Microswitch | SPDT Snap Action Microswitch | https://in.element14.com/omron/v-15-1a5/micro-switch-snap-action-spdt/dp/2506844?srsltid=AfmBOoon77X2hI0dWzmqLfu4oHTwdjQBN4lcubOnR2sKFluxp1IPdclE | [5 empty] | Lakshmi | Found | ok
SN302SN | Interlight | WW-6HHK-8 |  |  |  | Light Blub | 1.75in L 12V 100W 3300K T4 Replacement Light Blub |  |  | 30 Days | [6 empty] | https://cdn11.bigcommerce.com/s-6hoi8ta601/images/stencil/1920w/products/8311018/2012862/_GY6.35_T4_C6__61191.1700776669.jpg?c=1 | [16 empty] | Feature1: Replacement for HLX 64625 (for OSRAM SYLVANIA) and others Light Bulbs |  |  |  |  | Brand Name |  | Type | Replacement | Size |  | Color |  | Material |  | Dimensions |  | For Use With |  | Voltage Rating | 12V | Power Rating | 100W | Base Type | GY6.35 2-Round Pins | Color Temperature | 3300K | Lumens | 2800 | Shape | T4 | Life | 50Hr | Length | 1.75in | [84 empty] | Bulb | Light Bulb | Replacement Light Bulb | https://www.interlightus.com/products/osram-sylvania-hlx-64625.html | [5 empty] | Lakshmi | Found | ok
SN311SN | Replacement Parts Industries (RPI) | AMG134 |  |  |  | Gauge | 3/8in MPT Center Back Mount Pressure/Vaccum (Chamber)/Water Gauge |  |  |  |  | Eagle 2000, Eagle 3000, Medallion |  |  |  |  | https://www.rpiparts.com/pimages/AMG134.GIF | [9 empty] | https://www.rpiparts.com/catalog/RPI_Sec10_Sterilizers_01_2023.pdf | [6 empty] | Feature1: Gauge has zero adjust pointer; Feature2: Reads Chamber Pressure/Vacuum |  |  |  |  | Brand Name |  | Type | Pressure/Vaccum (Chamber)/Water | Size |  | Color |  | Material |  | Dimensions |  | For Use With | For 2-5/8in Diameter Cut-Out Front Control Panel, Bulk Sterilizers and Endoscope Processing System | Mounting Type | Center Back | Connection Size | 3/8in | Connection Type | MPT | Dial Size | 2.5in | Dual Scale Measurement | 0 to 60psig/10 to 30psig and 0 to 4.2kg sq cm/254 to 760mm Hg | Includes | Gauge, Mounting Bracket and Hardware | [88 empty] | Gauge | Center Back Mount Gauge | Pressure/Vaccum (Chamber)/Water Gauge | https://www.rpiparts.com/RPIPartDetail.aspx?rpinum=AMG134 | [5 empty] | Lakshmi | Found | ok
SN312SN | Replacement Parts Industries (RPI) | AMG135 |  |  |  | Gauge | 1/8in MPT Back Mount Pressure (Jacket) Gauge |  |  |  |  | Eagle 2000, Eagle 3000, Medallion |  |  |  |  | https://www.rpiparts.com/pimages/AMG135.GIF | [9 empty] | https://www.rpiparts.com/catalog/RPI_Sec10_Sterilizers_01_2023.pdf | [6 empty] | Feature1: Gauge has zero adjust pointer; Feature2: Reads Jacket Pressure |  |  |  |  | Brand Name |  | Type | Pressure (Jacket) | Size |  | Color |  | Material |  | Dimensions |  | For Use With | For Bulk Sterilizers and Endoscope Processing System | Mounting Type | Center Back | Connection Size | 1/8in | Connection Type | MPT | Dial Size | 2.5in | Includes | Gauge, Mounting Bracket and Hardware | [90 empty] | Gauge | Center Back Mount Gauge | Pressure (Jacket) Gauge | https://www.rpiparts.com/RPIPartDetail.aspx?rpinum=AMG135 | [5 empty] | Lakshmi | Found | ok
SN308SN | Replacement Parts Industries (RPI) | AMG190 |  |  |  | Gasket | 2-1/2 x 2-1/2 x 1/8in Klinger-SIL C-4500 Gasket |  |  |  |  | Eagle 2000, Eagle 3000, Medallion |  | 2-1/2in |  |  | https://www.rpiparts.com/pimages/AMG190.GIF | [9 empty] | https://www.rpiparts.com/catalog/RPI_Sec10_Sterilizers_01_2023.pdf | [19 empty] | Brand Name |  | Type | Heater Flange | Size |  | Color |  | Material | Klinger-SIL C-4500 | Dimensions |  | For Use With | For Bulk Sterilizers and Endoscope Processing System | Length | 2-1/2in | Thickness | 1/8in | Center Hole Size | 1-5/8in | Bolt Hole Size | 7/16in | [92 empty] | Gasket | Klinger-SIL C-4500 Gasket |  | https://www.rpiparts.com/RPIPartDetail.aspx?rpinum=AMG190 | [5 empty] | Lakshmi | Found | ok
SN309SN | Replacement Parts Industries (RPI) | AMK085 |  |  |  | Repair Kit | Piston Style Repair Kit For S-4 3/8in Port Solenoid Valve |  |  |  |  | Eagle 2000, Eagle 3000, Medallion |  |  |  |  | https://www.rpiparts.com/pimages/AMK085.GIF | [9 empty] | https://www.rpiparts.com/catalog/RPI_Sec10_Sterilizers_01_2023.pdf | [19 empty] | Brand Name |  | Type | Piston Style | Size |  | Color |  | Material |  | Dimensions |  | For Use With | For S-4 3/8in Port Solenoid Valve, Bulk Sterilizers and Endoscope Processing System | [100 empty] | Repair Kit | Valve Repair Kit | Solenoid Valve Repair Kit | https://www.rpiparts.com/RPIPartDetail.aspx?rpinum=AMK085 | [5 empty] | Lakshmi | Found | ok
SN310SN | Replacement Parts Industries (RPI) | AMK086 |  |  |  | Repair Kit | Piston/Diaphragm Style Repair Kit For S-10 1-1/4in Port Solenoid Valve |  |  |  |  | Eagle 2000, Eagle 3000, Medallion |  |  |  |  | https://www.rpiparts.com/pimages/AMK086.GIF | [9 empty] | https://www.rpiparts.com/catalog/RPI_Sec10_Sterilizers_01_2023.pdf | [19 empty] | Brand Name |  | Type | Piston/Diaphragm Style | Size |  | Color |  | Material |  | Dimensions |  | For Use With | For S-10 1-1/4in Port Solenoid Valve, V-23 Chamber Drain, Bulk Sterilizers and Endoscope Processing System | [100 empty] | Repair Kit | Valve Repair Kit | Solenoid Valve Repair Kit | https://www.rpiparts.com/RPIPartDetail.aspx?rpinum=AMK086 | [5 empty] | Lakshmi | Found | ok
SN313SN | Replacement Parts Industries (RPI) | AMS049 |  |  |  | Cap Screw | 1/4-28TPI x 1/2in Stainless Steel Socket Head Cap Screw |  |  |  |  | Eagle 2000, Eagle 3000, Medallion |  |  |  |  | https://www.rpiparts.com/pimages/AMS049.GIF | [9 empty] | https://www.rpiparts.com/catalog/RPI_Sec10_Sterilizers_01_2023.pdf | [19 empty] | Brand Name |  | Type | Socket Head | Size |  | Color |  | Material | Stainless Steel | Dimensions |  | For Use With | For Gasket Bar, Bulk Sterilizers and Endoscope Processing System | Connection Size | 1/4in | TPI | 28 | Length | 1/2in | [94 empty] | Cap Screw | Socket Head Cap Screw | Stainless Steel Socket Head Cap Screw | https://www.rpiparts.com/RPIPartDetail.aspx?rpinum=AMS049 | [5 empty] | Lakshmi | Found | ok
SN314SN | Replacement Parts Industries (RPI) | AMS250 |  |  |  | Cap Screw | 1/4-28TPI x 5/8in Stainless Steel Socket Head Cap Screw |  |  |  |  | Eagle 2000, Eagle 3000, Medallion |  |  |  |  | https://www.rpiparts.com/pimages/AMS250.GIF | [9 empty] | https://www.rpiparts.com/catalog/RPI_Sec10_Sterilizers_01_2023.pdf | [19 empty] | Brand Name |  | Type | Socket Head | Size |  | Color |  | Material | Stainless Steel | Dimensions |  | For Use With | For Cover, Snap Action Diaphragm, Bulk Sterilizers and Endoscope Processing System | Connection Size | 1/4in | TPI | 28 | Length | 5/8in | Head Markings | F593C | [91 empty] | 4/Pack | Cap Screw | Socket Head Cap Screw | Stainless Steel Socket Head Cap Screw | https://www.rpiparts.com/RPIPartDetail.aspx?rpinum=AMS250 | [5 empty] | Lakshmi | Found | ok
SN316SN | Replacement Parts Industries (RPI) | KCC012 |  |  |  | Cable | 3ft L Dual/Shielded 3-Lead Patient Cable |  |  |  |  | M1001A, M3535A, M3536A, M4375A |  |  |  |  | https://www.rpiparts.com/pimages/KCC012.GIF | [9 empty] | https://www.rpiparts.com/pdf/cableflyerRevD1017.pdf | https://www.rpiparts.com/pdf/DFUKBB001.pdf | [18 empty] | Brand Name |  | Type | Patient | Size |  | Color | White, Red and Black | Material |  | Dimensions |  | For Use With | For ECG Monitor, Defibrillator, Veridia Patient Monitor | Number of Leads | 3 | Equipment End | 12-Pin, 1Kohm Resistors | Patient End | Dual/Shielded, 0.06in Pin (Safety) | Length | 3ft | [92 empty] | Cable | Patient Cable | Dual/Shielded Patient Cable | https://www.rpiparts.com/RPIPartDetail.aspx?rpinum=KCC012 | [5 empty] | Lakshmi | Found | ok
SN315SN | Replacement Parts Industries (RPI) | KEC007 |  |  |  | Cable | 10ft L Dual/Shielded 5-Lead Patient Cable |  |  |  |  | M1001A, M3535A, M3536A, M4375A |  |  |  |  | https://www.rpiparts.com/pimages/KEC007.GIF | [9 empty] | https://www.rpiparts.com/pdf/cableflyerRevD1017.pdf | https://www.rpiparts.com/pdf/DFUKBB001.pdf | [18 empty] | Brand Name |  | Type | Patient | Size |  | Color | White, Red and Black | Material |  | Dimensions |  | For Use With | For ECG Monitor, Defibrillator, Veridia Patient Monitor | Number of Leads | 5 | Equipment End | 12-Pin, 1Kohm Resistors | Patient End | Dual/Shielded, 0.06in Pin (Safety) | Length | 10ft | [92 empty] | Cable | Patient Cable | Dual/Shielded Patient Cable | https://www.rpiparts.com/RPIPartDetail.aspx?rpinum=KEC007 | [5 empty] | Lakshmi | Found | ok
SN318SN | Replacement Parts Industries (RPI) | LKM017 |  |  |  | Set | 40in L 3-Lead Reusable Leadwire Set For Patient Cable |  |  |  |  | 1200 DEFIB SERIES, 880, DASH 2000 PRO, Dinamap, LIFE PAK 5, TRAM 100 |  |  |  |  | https://www.rpiparts.com/pimages/LKM017.GIF | [9 empty] | https://www.rpiparts.com/pdf/cableflyerRevD1017.pdf | https://www.rpiparts.com/pdf/DFUKBB001.pdf | [18 empty] | Brand Name |  | Type | Leadwire | Size |  | Color | White, Red and Black | Material |  | Dimensions |  | For Use With | For Patient Cable | Disposability | Reusable | Number of Leads | 3 | Length | 40in | Equipment End | Dual/Shielded | Patient End | Snap | [90 empty] | Leadwire Set | Dual/Snap Leadwire Set | Patient Cable Leadwire Set | https://www.rpiparts.com/RPIPartDetail.aspx?rpinum=LKM017 | [5 empty] | Lakshmi | Found | ok
SN317SN | Replacement Parts Industries (RPI) | LKM035 |  |  |  | Set | 40in L 5-Lead Reusable Leadwire Set For Patient Cable |  |  |  |  | 3500, 90418, ABTM, BENEVIEW T8, TRAM 100 |  |  |  |  | https://www.rpiparts.com/pimages/LKM035.GIF | [9 empty] | https://www.rpiparts.com/pdf/cableflyerRevD1017.pdf | https://www.rpiparts.com/pdf/DFUKBB001.pdf | [18 empty] | Brand Name |  | Type | Leadwire | Size |  | Color | Red, White, Green, Black and Brown | Material |  | Dimensions |  | For Use With | For Patient Cable | Disposability | Reusable | Number of Leads | 5 | Length | 40in | Equipment End | Dual/Shielded | Patient End | Snap | [90 empty] | Leadwire Set | Dual/Snap Leadwire Set | Patient Cable Leadwire Set | https://www.rpiparts.com/RPIPartDetail.aspx?rpinum=LKM035 | [5 empty] | Lakshmi | Found | ok
SN374SN | Replacement Parts Industries (RPI) | LKM051 |  |  |  | Set | 27in L 10-Lead Reusable Leadwire Set For Patient Cable |  |  |  |  | CASE, CASE 8000, MAC 5000, MAC 5000 ST |  |  |  |  | https://www.rpiparts.com/RPIPartDetail.aspx?rpinum=LKM051 | [9 empty] | https://www.rpiparts.com/pdf/cableflyerRevD1017.pdf | https://www.rpiparts.com/pdf/DFUKBB001.pdf | [18 empty] | Brand Name |  | Type | Leadwire | Size |  | Color | Red (V1), Yellow (V2), Green (V3), Blue (V4), Orange (V5), Violet (V6); and, 37": Green (RL), White (RA), Black (LA) and Red (LL) | Material |  | Dimensions |  | For Use With | For Patient Cable, CAM14 Module | Disposability | Reusable | Number of Leads | 10 | Length | 27in | Equipment End | Dual/Shielded GE Multi-link | Patient End | Snap | [90 empty] | Leadwire Set | Dual/Snap Leadwire Set | Patient Cable Leadwire Set | https://www.rpiparts.com/RPIPartDetail.aspx?rpinum=LKM051 | [5 empty] | Lakshmi | Found | ok
SN373SN | Replacement Parts Industries (RPI) | LKM052 |  |  |  | Set | 30in L Bonded 3 Leadwire Set For Patient Cable |  |  |  |  | 115, DASH 2000 PRO, MAC-LAB, SOLAR 9500, TRAM 100 |  |  |  |  | https://www.rpiparts.com/RPIPartDetail.aspx?rpinum=LKM052 | [9 empty] | https://www.rpiparts.com/pdf/cableflyerRevD1017.pdf | https://www.rpiparts.com/pdf/DFUKBB001.pdf | [18 empty] | Brand Name |  | Type | Bonded | Size |  | Color | Red, Black and White | Material |  | Dimensions |  | For Use With | For Patient Cable | Number of Leads | 3 | Equipment End | Dual/Shielded, Jumper 1 to 5 with 130MOhm Resistors, GE Multi-link | Patient End | Snap | Length | 30in | [92 empty] | Leadwire Set | Dual/Snap Leadwire Set | Patient Cable Leadwire Set | https://www.rpiparts.com/RPIPartDetail.aspx?rpinum=LKM052 | [5 empty] | Lakshmi | Found | ok
SN459SN | Replacement Parts Industries (RPI) | MTA001 |  |  |  | Assembly | 1/4in Flow Male Quick Coupling 0.2 Micron Blue Inlet White Outlet Air Filter Assembly |  |  |  |  | CER Optima, DSD Edge, DSD-201, DSD-91E, SSD-102 |  |  |  |  | https://www.rpiparts.com/pimages/MTA001.GIF | [9 empty] | https://www.rpiparts.com/pdf/Medivators0519.pdf | https://www.rpiparts.com/instinst/MTA001.pdf | https://www.rpiparts.com/newsletters/vol11_4_may_2018.pdf | [17 empty] | Brand Name |  | Type | Air Filter | Size |  | Color | Blue Inlet, White Outlet | Material |  | Dimensions |  | For Use With | For Air Compressor Line, Bulk Sterilizers and Endoscope Processing Systems | Filter Rating | 0.2 Micron | Filter Media Disc Size | 50mm | Connection Size | 1/4in | Connection Type | Flow Male Quick Coupling | Includes | 3/8 ID x 0.594in OD Clear Braided Tubing | [89 empty] | 8/Pack | Air Filter Assembly | Male Quick Coupling Air Filter Assembly |  | https://www.rpiparts.com/RPIPartDetail.aspx?rpinum=MTA001 | [5 empty] | Lakshmi | Found | ok
SN320SN | Replacement Parts Industries (RPI) | RPC464 |  |  |  | Heat Sink Compound | 2ml Non-Silicone Based Thermal Grease Heat Sink Compound |  |  |  |  | 100NX, System 1E, 1730E, 1730EK, 2340E |  |  |  |  | https://www.rpiparts.com/pimages/RPC464.GIF | [9 empty] | https://www.rpiparts.com/pdf/Sterrad0720.pdf | https://www.rpiparts.com/instinst/SDK093.pdf | https://www.rpiparts.com/Newsletters/Vol10_2_Oct_2013.pdf | [17 empty] | Brand Name |  | Type | Non-Silicone Based, Thermal Grease | Size |  | Color |  | Material |  | Dimensions |  | For Use With | For Bulk Sterilizers and Endoscope Processing Systems, Autoclaves and Sterilizers | Container Size | 2mL | [97 empty] | 5/Pack | Heat Sink Compound | Thermal Grease Heat Sink Compound | Non-Silicone Based Heat Sink Compound | https://www.rpiparts.com/RPIPartDetail.aspx?rpinum=RPC464 | [5 empty] | Lakshmi | Found | ok
SN319SN | Replacement Parts Industries (RPI) | RPC616 |  |  |  | Storage Case | 6-3/16 x 10-1/2 x 1-9/16in Translucent Polypropylene Standard Storage Case |  |  |  |  | System 1E |  | 10-1/2in |  | 1-9/16in | https://www.rpiparts.com/pimages/RPC616.GIF | [9 empty] | https://www.rpiparts.com/pdf/Oct06_Steris.pdf | https://www.rpiparts.com/Newsletters/vol8_1_oct_2006.pdf | [18 empty] | Brand Name |  | Type | Standard | Size |  | Color |  | Material | Translucent Polypropylene | Dimensions |  | For Use With | For Bulk Sterilizers and Endoscope Processing Systems | Length | 6-3/16in | Number of Compartments | 6 | Compartments Size | 1-11/16 WD x 6-3/16in L | Includes | (10) Adjustable Dividers to Create Endless Compartment Configurations | [92 empty] | Storage Case | Standard Storage Case | Polypropylene Standard Storage Case | https://www.rpiparts.com/RPIPartDetail.aspx?rpinum=RPC616 | [5 empty] | Lakshmi | Found | ok
SN481SN | Replacement Parts Industries (RPI) | RPF985 |  |  |  | Elbow | 5/32in OD Tubing x #10-32 Female Nickel Plated Brass Swivel Elbow |  |  |  | California Proposition 65 Warning: This product can expose you to chemicals including silica, crystalline (airborne particles of respirable size) which is known to the State of California to cause cancer | DSD Edge, DSD Edge |  |  |  |  | https://www.rpiparts.com/pimages/RPF985.GIF | [9 empty] | https://www.rpiparts.com/pdf/Medivators0520.pdf | https://www.rpiparts.com/newsletters/vol12_2_june_2020.pdf | [5 empty] | Feature1: Not suitable for use in continuously rotating or gyrating applications |  |  |  |  | Brand Name |  | Type | Swivel | Size |  | Color |  | Material | Brass | Dimensions |  | For Use With | For Bulk Sterilizers and Endoscope Processing Systems | Ports Size | 5/32in OD Tubing x #10-32 Female | Finish | Nickel Plated | Includes | Sealing O-Ring | [93 empty] | 5/Pack | Elbow | Swivel Elbow | Brass Swivel Elbow | https://www.rpiparts.com/RPIPartDetail.aspx?rpinum=RPF985 | [5 empty] | Lakshmi | Found | ok
SN321SN | Replacement Parts Industries (RPI) | RPO303 |  |  |  | O-Ring | 0.364 x 0.504 x 0.07in Nitrile O-Ring |  |  |  |  | 650, 660, Mark II, Mark III, System 1E |  |  |  |  | https://www.rpiparts.com/pimages/RPO303.GIF | [9 empty] | https://www.rpiparts.com/pdf/AdecFlyer0411.pdf | https://www.rpiparts.com/pdf/AdecFlyer0711.pdf | [18 empty] | Brand Name |  | Type |  | Size |  | Color |  | Material | Nitrile | Dimensions |  | For Use With | For Manifold Check Valve Tube Fitting and Elbow Flare Fitting, 38.0761.00 Foot Control III Valve, Water Cartridge Assemby, Dental Laboratory Equipment, Bulk Sterilizers and Endoscope Processing Systems | Durometer | 70 | Inner Diameter | 0.364in | Outer Diameter | 0.504in | Thickness | 0.07in | [91 empty] | 12/Pack | O-Ring | Nitrile O-Ring |  | https://www.rpiparts.com/RPIPartDetail.aspx?rpinum=RPO303 | [5 empty] | Lakshmi | Found | ok
SN322SN | Replacement Parts Industries (RPI) | RPO318 |  |  |  | O-Ring | 0.676 x 0.816 x 0.07in Nitrile O-Ring |  |  |  |  | System 1E |  |  |  |  | https://www.rpiparts.com/pimages/RPO318.GIF | [9 empty] | https://www.rpiparts.com/pdf/Sept_Steris.pdf | [19 empty] | Brand Name |  | Type |  | Size |  | Color |  | Material | Nitrile | Dimensions |  | For Use With | For Dental Delivery Systems and Units, Bulk Sterilizers and Endoscope Processing Systems | Durometer | 70 | Inner Diameter | 0.676in | Outer Diameter | 0.816in | Thickness | 0.07in | [91 empty] | 12/Pack | O-Ring | Nitrile O-Ring |  | https://www.rpiparts.com/RPIPartDetail.aspx?rpinum=RPO318 | [5 empty] | Lakshmi | Found | ok
SN326SN | Replacement Parts Industries (RPI) | RPO354 |  |  |  | O-Ring | 0.926 x 1.066 x 0.07in Silicone O-Ring |  |  |  | California Proposition 65 Warning: This product can expose you to chemicals including silica, crystalline (airborne particles of respirable size) which is known to the State of California to cause cancer | GN, HP, Validator 10, OCM, System 1E |  |  |  |  | https://www.rpiparts.com/pimages/RPO354.GIF | [9 empty] | https://www.rpiparts.com/pdf/Steris0915.pdf | https://www.rpiparts.com/pdf/MagnaclaveFlyer0311.pdf | https://www.rpiparts.com/pdf/pmkits0817.pdf | https://www.rpiparts.com/pdf/expviewValidator.pdf | [16 empty] | Brand Name |  | Type |  | Size |  | Color |  | Material | Silicone | Dimensions |  | For Use With | For Air Valve Housing Bellows Cap, Small Q.D Post in Drip Pan, Autoclaves and Sterilizers, Bulk Sterilizers and Endoscope Processing Systems | Durometer | 70 | Inner Diameter | 0.926in | Outer Diameter | 1.066in | Thickness | 0.07in | [91 empty] | 6/Pack | O-Ring | Silicone O-Ring |  | https://www.rpiparts.com/RPIPartDetail.aspx?rpinum=RPO354 | [5 empty] | Lakshmi | Found | ok
SN328SN | Replacement Parts Industries (RPI) | RPO388 |  |  |  | O-Ring | 0.426 x 0.566 x 0.07in Silicone O-Ring |  |  |  |  | System 1E |  |  |  |  | https://www.rpiparts.com/pimages/RPO388.GIF | [9 empty] | https://www.rpiparts.com/pdf/Steris0915.pdf | [19 empty] | Brand Name |  | Type |  | Size |  | Color |  | Material | Silicone | Dimensions |  | For Use With | For HP Small Drogue Inside, Bulk Sterilizers and Endoscope Processing Systems | Durometer | 70 | Inner Diameter | 0.426in | Outer Diameter | 0.566in | Thickness | 0.07in | [91 empty] | 6/Pack | O-Ring | Silicone O-Ring |  | https://www.rpiparts.com/RPIPartDetail.aspx?rpinum=RPO388 | [5 empty] | Lakshmi | Found | ok
SN329SN | Replacement Parts Industries (RPI) | RPO389 |  |  |  | O-Ring | 1.049 x 1.255 x 0.103in Silicone O-Ring |  |  |  |  | System 1E |  |  |  |  | https://www.rpiparts.com/pimages/RPO389.GIF | [9 empty] | https://www.rpiparts.com/pdf/Steris0915.pdf | [19 empty] | Brand Name |  | Type |  | Size |  | Color |  | Material | Silicone | Dimensions |  | For Use With | For Kepner CK-4 Outer, Bulk Sterilizers and Endoscope Processing Systems | Durometer | 70 | Inner Diameter | 1.049in | Outer Diameter | 1.255in | Thickness | 0.103in | [91 empty] | 6/Pack | O-Ring | Silicone O-Ring |  | https://www.rpiparts.com/RPIPartDetail.aspx?rpinum=RPO389 | [5 empty] | Lakshmi | Found | ok
SN330SN | Replacement Parts Industries (RPI) | RPO390 |  |  |  | O-Ring | 1.114 x 1.254 x 0.07in Silicone O-Ring |  |  |  |  | System 1E |  |  |  |  | RPO390.jpeg | [9 empty] | https://www.rpiparts.com/pdf/Steris0915.pdf | [19 empty] | Brand Name |  | Type |  | Size |  | Color |  | Material | Silicone | Dimensions |  | For Use With | For Kepner CK-4 Inner, Bulk Sterilizers and Endoscope Processing Systems | Durometer | 70 | Inner Diameter | 1.114in | Outer Diameter | 1.254in | Thickness | 0.07in | [91 empty] | 6/Pack | O-Ring | Silicone O-Ring |  | https://www.rpiparts.com/RPIPartDetail.aspx?rpinum=RPO390 | [5 empty] | Lakshmi | Found | ok
SN327SN | Replacement Parts Industries (RPI) | RPO450 |  |  |  | O-Ring | 0.547 x 0.649 x 0.051in Silicone O-Ring |  |  |  |  | System 1E |  |  |  |  | https://www.rpiparts.com/pimages/RPO450.GIF | [9 empty] | https://www.rpiparts.com/pdf/Steris0915.pdf | https://www.rpiparts.com/pdf/Apr05_SterisValves.pdf | [18 empty] | Brand Name |  | Type |  | Size |  | Color |  | Material | Silicone | Dimensions |  | For Use With | For CK 2 and 3 on Float Block Assembly and CK-1 Check Valve, Bulk Sterilizers and Endoscope Processing Systems | Durometer | 70 | Inner Diameter | 0.547in | Outer Diameter | 0.649in | Thickness | 0.051in | [91 empty] | 6/Pack | O-Ring | Silicone O-Ring |  | https://www.rpiparts.com/RPIPartDetail.aspx?rpinum=RPO450 | [5 empty] | Lakshmi | Found | ok
SN332SN | Replacement Parts Industries (RPI) | RPO605 |  |  |  | O-Ring | 1.174 x 1.38 x 0.103in Silicone O-Ring |  |  |  |  | System 1E | [14 empty] | https://www.rpiparts.com/pdf/Steris0915.pdf | [19 empty] | Brand Name |  | Type |  | Size |  | Color |  | Material | Silicone | Dimensions |  | For Use With | For Large Q.D Post Under Drip Pan, Bulk Sterilizers and Endoscope Processing Systems | Durometer | 70 | Inner Diameter | 1.174in | Outer Diameter | 1.38in | Thickness | 0.103in | [91 empty] | 12/Pack | O-Ring | Silicone O-Ring |  | https://www.rpiparts.com/RPIPartDetail.aspx?rpinum=RPO605 | [5 empty] | Lakshmi | Found | ok
SN323SN | Replacement Parts Industries (RPI) | RPO606 |  |  |  | O-Ring | 0.859 x 1.137 x 0.139in Silicone O-Ring |  |  |  |  | System 1E | [14 empty] | https://www.rpiparts.com/pdf/Steris0915.pdf | [19 empty] | Brand Name |  | Type |  | Size |  | Color |  | Material | Silicone | Dimensions |  | For Use With | For Large-In Drogue, Bulk Sterilizers and Endoscope Processing Systems | Durometer | 70 | Inner Diameter | 0.859in | Outer Diameter | 1.137in | Thickness | 0.139in | [91 empty] | 12/Pack | O-Ring | Silicone O-Ring |  | https://www.rpiparts.com/RPIPartDetail.aspx?rpinum=RPO606 | [5 empty] | Lakshmi | Found | ok
SN324SN | Replacement Parts Industries (RPI) | RPO607 |  |  |  | O-Ring | 1.239 x 1.379 x 0.07in Silicone O-Ring |  |  |  |  | System 1E | [14 empty] | https://www.rpiparts.com/pdf/Steris0915.pdf | [19 empty] | Brand Name |  | Type |  | Size |  | Color |  | Material | Silicone | Dimensions |  | For Use With | For Large Q.D Post Under Drip Pan, Bulk Sterilizers and Endoscope Processing Systems | Durometer | 70 | Inner Diameter | 1.239in | Outer Diameter | 1.379in | Thickness | 0.07in | [91 empty] | 12/Pack | O-Ring | Silicone O-Ring |  | https://www.rpiparts.com/RPIPartDetail.aspx?rpinum=RPO607 | [5 empty] | Lakshmi | Found | ok
SN325SN | Replacement Parts Industries (RPI) | RPO608 |  |  |  | O-Ring | 0.489 x 0.629 x 0.07in Silicone O-Ring |  |  |  |  | System 1E | [14 empty] | https://www.rpiparts.com/pdf/Steris0915.pdf | [19 empty] | Brand Name |  | Type |  | Size |  | Color |  | Material | Silicone | Dimensions |  | For Use With | For Air Manifold Check Valve, Bulk Sterilizers and Endoscope Processing Systems | Durometer | 70 | Inner Diameter | 0.489in | Outer Diameter | 0.629in | Thickness | 0.07in | [91 empty] | 12/Pack | O-Ring | Silicone O-Ring |  | https://www.rpiparts.com/RPIPartDetail.aspx?rpinum=RPO608 | [5 empty] | Lakshmi | Found | ok
SN331SN | Replacement Parts Industries (RPI) | RPO612 |  |  |  | O-Ring | 3.35 x 3.386 x 0.118in Silicone O-Ring |  |  |  |  | System 1E |  |  |  |  | https://www.rpiparts.com/pimages/RPO612.GIF | [9 empty] | https://www.rpiparts.com/pdf/Steris0915.pdf | [19 empty] | Brand Name |  | Type |  | Size |  | Color |  | Material | Silicone | Dimensions |  | For Use With | For Sterile Filter Housing Cap, Bulk Sterilizers and Endoscope Processing Systems | Durometer | 50 | Inner Diameter | 3.35in | Outer Diameter | 3.386in | Thickness | 0.118in | [91 empty] | 3/Pack | O-Ring | Silicone O-Ring |  | https://www.rpiparts.com/RPIPartDetail.aspx?rpinum=RPO612 | [5 empty] | Lakshmi | Found | ok
SN334SN | Replacement Parts Industries (RPI) | SSA029 |  |  |  | Assembly | 3-1/4in OD Clear Lexan Sterilant Aspirator Assembly |  |  |  |  | System 1, System 1E |  |  |  |  | https://www.rpiparts.com/pimages/SSA029.GIF | [9 empty] | https://www.rpiparts.com/pdf/Steris0915.pdf | https://www.rpiparts.com/Newsletters/vol8_1_oct_2006.pdf | [18 empty] | Brand Name |  | Type | Sterilant Aspirator | Size |  | Color | Clear | Material | Lexan | Dimensions |  | For Use With | For Instrument Trays, Bulk Sterilizers and Endoscope Processing Systems | Outer Diameter | 3-1/4in | Includes | SST030 5-5/8in Silcone Tubing | [96 empty] | Sterilant Aspirator Assembly | Lexan Sterilant Aspirator Assembly | Clear Sterilant Aspirator Assembly | https://www.rpiparts.com/RPIPartDetail.aspx?rpinum=SSA029 | [5 empty] | Lakshmi | Found | ok
SN337SN | Replacement Parts Industries (RPI) | SSB042 |  |  |  | Bushing | 2.44 x 0.75in Closed Cell Silicone Sponge Drain Valve Bushing |  |  |  |  | System 1, System 1E |  |  | 0.75in |  | https://www.rpiparts.com/pimages/SSB042.GIF | [9 empty] | https://www.rpiparts.com/pdf/Steris0915.pdf | https://www.rpiparts.com/Newsletters/vol8_1_oct_2006.pdf | [18 empty] | Brand Name |  | Type | Drain Valve | Size |  | Color |  | Material | Closed Cell Silicone Sponge | Dimensions |  | For Use With | For Drain Section on All Trays, Bulk Sterilizers and Endoscope Processing Systems | Outer Diameter | 2.44in | [98 empty] | Bushing | Drain Valve Bushing | Silicone Sponge Drain Valve Bushing | https://www.rpiparts.com/RPIPartDetail.aspx?rpinum=SSB042 | [5 empty] | Lakshmi | Found | ok
SN340SN | Replacement Parts Industries (RPI) | SSF013 |  |  |  | Kit | 2.68 x 9.59in Pre-Filter Cartridge |  |  |  |  | System 1, System 1E |  |  |  |  | https://www.rpiparts.com/pimages/SSF013.GIF | [9 empty] | https://www.rpiparts.com/pdf/Steris0915.pdf | https://www.rpiparts.com/Newsletters/vol6_6_nov_2002.pdf | https://www.rpiparts.com/pdf/Filters0611Web.pdf | [17 empty] | Brand Name |  | Type | Rebuild | Size |  | Color |  | Material |  | Dimensions |  | For Use With | For External Water Filter Assembly, Bulk Sterilizers and Endoscope Processing Systems | Outer Diameter | 2.68in | Length | 9.59in | [96 empty] | Cartridge | Pre-Filter Cartridge |  | https://www.rpiparts.com/RPIPartDetail.aspx?rpinum=SSF013 | https://www.rpiparts.com/NewParts1_jun02.htm |  |  |  |  | Lakshmi | Found | ok
SN333SN | Replacement Parts Industries (RPI) | SSK008 |  |  |  | Kit | Rebuild Kit For Drain/Check Valve |  |  |  |  | System 1, System 1E |  |  |  |  | https://www.rpiparts.com/pimages/SSK008.GIF | [9 empty] | https://www.rpiparts.com/pdf/Steris0915.pdf | https://www.rpiparts.com/pdf/May04_Steris.pdf | [18 empty] | Brand Name |  | Type | Rebuild | Size |  | Color |  | Material |  | Dimensions |  | For Use With | For Drain/Check Valve, Bulk Sterilizers and Endoscope Processing Systems | [100 empty] | Rebuild Kit | Valve Rebuild Kit | Drain/Check Valve Rebuild Kit | https://www.rpiparts.com/RPIPartDetail.aspx?rpinum=SSK008 | https://www.rpiparts.com/NewParts1_jun02.htm |  |  |  |  | Lakshmi | Found | ok
SN338SN | Replacement Parts Industries (RPI) | SSK050 |  |  |  | O-Ring Kit | 14 Different Sized O-Ring Kit With Storage Case |  |  |  | California Proposition 65 Warning: This product can expose you to chemicals including silica, crystalline (airborne particles of respirable size) which is known to the State of California to cause cancer | System 1, System 1E |  |  |  |  | https://www.rpiparts.com/pimages/SSK050.GIF | [9 empty] | https://www.rpiparts.com/pdf/Steris0915.pdf | https://www.rpiparts.com/Newsletters/vol8_1_oct_2006.pdf | [18 empty] | Brand Name |  | Type |  | Size |  | Color |  | Material |  | Dimensions |  | For Use With | For Sterlile Processing System, Bulk Sterilizers and Endoscope Processing Systems | Includes | 14 Different Sized O-Rings, Storage Case, O-Ring Lubricant and O-Ring Removal Tools | [98 empty] | O-Ring Kit | O-Ring Kit With Storage Case |  | https://www.rpiparts.com/RPIPartDetail.aspx?rpinum=SSK050 | [5 empty] | Lakshmi | Found | ok
SN335SN | Replacement Parts Industries (RPI) | SST030 |  |  |  | Tubing | 0.125 ID x 0.25in OD Medical Grade Silicone Tubing |  |  |  |  | System 1E |  |  |  |  | https://www.rpiparts.com/pimages/SST030.GIF | [9 empty] | https://www.rpiparts.com/pdf/Steris0915.pdf | [6 empty] | Feature1: Sold by the foot, reel NOT included |  |  |  |  | Brand Name |  | Type |  | Size |  | Color |  | Material | Medical Grade Silicone | Dimensions |  | For Use With | For Sterilant Aspirator Assembly, Bulk Sterilizers and Endoscope Processing Systems | Inner Diameter | 0.125in | Outer Diameter | 0.25in | [96 empty] | Tubing | Silicone Tubing | Medical Grade Silicone Tubing | https://www.rpiparts.com/RPIPartDetail.aspx?rpinum=SST030 | [5 empty] | Lakshmi | Found | ok
SN339SN | Replacement Parts Industries (RPI) | SST033 | LS-1 |  |  | Switch | 1/4in Tab Manual Reset Thermal Cut-Off Switch |  |  |  |  | System 1E |  |  |  |  | https://www.rpiparts.com/pimages/SST033.GIF | [9 empty] | https://www.rpiparts.com/pdf/Steris0915.pdf | https://www.rpiparts.com/Newsletters/vol7_5_may_2005.pdf | https://www.rpiparts.com/pdf/Apr05_SterisValves.pdf | [17 empty] | Brand Name |  | Type | Thermal Cut-Off | Size |  | Color |  | Material |  | Dimensions |  | For Use With | For Heater Housing, Bulk Sterilizers and Endoscope Processing Systems | Tab Size | 1/4in | Includes | 1-Tube Heat Sink Compound | Opens At | 79°C | Reset Type | Manual | [92 empty] | Switch | Thermal Cut-Off Switch | Manual Reset Thermal Cut-Off Switch | https://www.rpiparts.com/RPIPartDetail.aspx?rpinum=SST033 | [5 empty] | Lakshmi | Found | ok
SN342SN | Replacement Parts Industries (RPI) | SSV004 |  |  |  | Check Valve | 0.62 OD x 0.572in L Check Valve |  |  |  |  | System 1 |  |  |  |  | https://www.rpiparts.com/pimages/SSV004.GIF | [9 empty] | https://www.rpiparts.com/pdf/Sept_Steris.pdf | [19 empty] | Brand Name |  | Type |  | Size |  | Color |  | Material |  | Dimensions |  | For Use With | For Air Manifold Assembly, Bulk Sterilizers and Endoscope Processing Systems | Outer Diameter | 0.62in | Length | 0.572in | [96 empty] | Check Valve |  |  | https://www.rpiparts.com/RPIPartDetail.aspx?rpinum=SSV004 | https://www.rpiparts.com/NewParts1_jun02.htm |  |  |  |  | Lakshmi | Found | ok
SN344SN | Replacement Parts Industries (RPI) | SSV005 |  |  |  | Check Valve | Stainless Steel Check Valve |  |  |  |  | System 1, System 1E |  |  |  |  | https://www.rpiparts.com/pimages/SSV005.GIF | [9 empty] | https://www.rpiparts.com/pdf/Steris0915.pdf | [19 empty] | Brand Name |  | Type |  | Size |  | Color |  | Material | Stainless Steel | Dimensions |  | For Use With | For Sterile Filter Housing, Bulk Sterilizers and Endoscope Processing Systems | [100 empty] | Check Valve |  |  | https://www.rpiparts.com/RPIPartDetail.aspx?rpinum=SSV005 | https://www.rpiparts.com/NewParts1_jun02.htm |  |  |  |  | Lakshmi | Found | ok
SN336SN | Replacement Parts Industries (RPI) | SSV017 |  |  |  | Solenoid Valve Assembly | 1/8in FPT 24VAC Brass Body NO 2-Way Solenoid Valve Assembly |  |  |  | California Proposition 65 Warning: This product can expose you to chemicals including silica, crystalline (airborne particles of respirable size) which is known to the State of California to cause cancer | System 1, System 1E |  |  |  |  | https://www.rpiparts.com/pimages/SSV017.GIF | [9 empty] | https://www.rpiparts.com/pdf/Steris0915.pdf | https://www.rpiparts.com/Newsletters/vol7_5_may_2005.pdf | https://www.rpiparts.com/pdf/Apr05_SterisValves.pdf | [17 empty] | Brand Name |  | Type |  | Size |  | Color |  | Material | Brass Body | Dimensions |  | For Use With | For Air Manifold Assembly, Bulk Sterilizers and Endoscope Processing Systems | Seal Material | Buna N | Port Size | 1/8in | Port Connection | FPT | Number of Ways | 2 | Configuration | NO | Voltage Rating | 24VAC | Frequency Range | 60Hz | Power Rating | 6W | [84 empty] | Solenoid Valve Assembly | 2-Way Solenoid Valve Assembly |  | https://www.rpiparts.com/RPIPartDetail.aspx?rpinum=SSV017 | [5 empty] | Lakshmi | Found | ok
SN341SN | Replacement Parts Industries (RPI) | SSV019 |  |  |  | Solenoid Valve Assembly | #10-32 Manifold Mount 24VAC Brass Body NC 3-Way Solenoid Valve Assembly |  |  |  | California Proposition 65 Warning: This product can expose you to chemicals including silica, crystalline (airborne particles of respirable size) which is known to the State of California to cause cancer | System 1, System 1E |  |  |  |  | https://www.rpiparts.com/pimages/SSV019.GIF | [9 empty] | https://www.rpiparts.com/pdf/Steris0915.pdf | https://www.rpiparts.com/Newsletters/vol7_5_may_2005.pdf | https://www.rpiparts.com/pdf/Apr05_SterisValves.pdf | [17 empty] | Brand Name |  | Type |  | Size |  | Color |  | Material | Brass Body | Dimensions |  | For Use With | For Air Manifold Assembly, Bulk Sterilizers and Endoscope Processing Systems | Seal Material | Buna N | Port Size | #10-32 | Port Type | Manifold Mount | Number of Ways | 3 | Configuration | NC | Voltage Rating | 24VAC | Frequency Range | 60Hz | Power Rating | 6W | Includes | Bridge Rectifier | [82 empty] | Solenoid Valve Assembly | 3-Way Solenoid Valve Assembly |  | https://www.rpiparts.com/RPIPartDetail.aspx?rpinum=SSV019 | [5 empty] | Lakshmi | Found | ok
SN343SN | Replacement Parts Industries (RPI) | SSV024 |  |  |  | Valve | 3/4 x 1/2in Garden Hose x Hose Barb Plastic Body 24VAC NC Dual Water Inlet Valve |  |  |  |  | System 1, System 1E |  |  |  |  | https://www.rpiparts.com/pimages/SSV024.GIF | [9 empty] | https://www.rpiparts.com/pdf/Steris0915.pdf | https://www.rpiparts.com/Newsletters/vol7_5_may_2005.pdf | https://www.rpiparts.com/pdf/Apr05_SterisValves.pdf | [17 empty] | Brand Name |  | Type | Dual Water Inlet | Size |  | Color |  | Material | Plastic Body | Dimensions |  | For Use With | For Mounts to Machine Chassis, Bulk Sterilizers and Endoscope Processing Systems | Tab Size | 1/4in | Port Size | 3/4 x 1/2in | Port Connection | Garden Hose x Hose Barb | Configuration | NC | Voltage Rating | 24VAC | [90 empty] | Valve | Dual Water Inlet Valve |  | https://www.rpiparts.com/RPIPartDetail.aspx?rpinum=SSV024 | [5 empty] | Lakshmi | Found | ok
SN425SN | Replacement Parts Industries (RPI) | SSV055 |  |  |  | Check Valve | 0.623 OD x 0.574in L Stainless Steel Body Check Valve With O-Ring |  |  |  |  | System 1E |  |  |  |  | https://www.rpiparts.com/pimages/SSV055.GIF | [9 empty] | https://www.rpiparts.com/pdf/Steris0915.pdf | https://www.rpiparts.com/Newsletters/vol10_5_oct_2015.pdf | [18 empty] | Brand Name |  | Type |  | Size |  | Color |  | Material | Stainless Steel Body | Dimensions |  | For Use With | For Air Manifold, Bulk Sterilizers and Endoscope Processing Systems | O-Ring Material | EPDM | Outer Diameter | 0.623in | Length | 0.574in | Includes | (2) O-Ring | [92 empty] | Check Valve | Check Valve With O-Ring |  | https://www.rpiparts.com/RPIPartDetail.aspx?rpinum=SSV055 | [5 empty] | Lakshmi | Found | ok
SN421SN | Universal Medical Resources Inc (UMRI) | 04341744 |  |  |  | Cover | Left Base Cover | [39 empty] | Brand Name |  | Type | Left Base | Size |  | Color |  | Material |  | Dimensions |  | For Use With | [101 empty] | Cover | Left Base Cover | [7 empty] | Vinutha | ok | Not Found
SN449SN | Cables and Sensors (Magnifico Healthcare) | 10109 |  |  |  | Adapter | 3/5 Reusable ECG Leadwire Adapter |  |  | 6 Months |  | Philips 43100A, 43110A, 43120A, 78352C, 78354A/C, 78354C, 78834A/B/C, 78834C, 862472, 862473, 862474, 862474 C3, 862475, 862478, 862479, 863064, 863065, 863066, 863068, Agilent, Agilent 50XM, C Series, C3, CX50, EPIQ, Envisor, HD15, HeartStart MRx, HeartStart XL, Heartstart, Heartstream, IE33, IntelliVue, IntelliVue MX800, M1001A, M1001B, M1002A | 0.2lb |  |  |  | https://www.cablesandsensors.com/cdn/shop/products/10109-UM_grande.jpg?v=1697812604 | [29 empty] | Brand Name |  | Type | ECG, Leadwire | Size |  | Color |  | Material |  | Dimensions |  | For Use With | For 12 Pin Connector Monitors Philips | Disposability | Reusable | Latex-Free/Latex | Latex-Free | Sterility | Non-Sterile | Patient Size | 3/5 | Standards | FDA, CE, ISO10993-1, 5, 10:2003E, TUV, RoHS Compliant | Connector Proximal | Covidien to Philips | [87 empty] | 1/Bag | Adapter | Leadwire Adapter | ECG Leadwire Adapter | https://www.cablesandsensors.com/products/reusable-covidien-to-philips-ecg-leadwire-adapter-33507?srsltid=AfmBOorzi8QxgYmprNR1g0pxxmyPuuT-ejKg0p7f3VKSSfyQb7CCuvUa | [5 empty] | Vinutha | ok | Found
SN466SN | Cables and Sensors (Magnifico Healthcare) | 10162 |  |  |  | Adapter Set | Adult/Pediatric Banana to Alligator Clip Adapter Set |  |  | 6 Months |  | GE Healthcare - Marquette AM4, AM5, CAM 14 | 0.2lb |  |  |  | https://www.cablesandsensors.com/cdn/shop/products/10162_grande.jpg?v=1571438549 | [29 empty] | Brand Name |  | Type |  | Size |  | Color |  | Material |  | Dimensions |  | For Use With |  | Patient Size | Adult/Pediatric | Latex-Free/Latex | Latex-Free | Sterility | Non-Sterile | Standards | FDA, ISO10993-1, 5, 10:2003E, TUV, RoHS Compliant | Connector Proximal | Banana to Alligator Clip | Lead Color Coding | AHA | [87 empty] | 10/Bag | Adapter Set | Banana Adapter Set | Adult/Pediatric Banana Adapters Set | https://www.cablesandsensors.com/products/banana-adapters-900178-001?variant=12222522785867 | [5 empty] | Vinutha | ok | Found
SN599SN | Cables and Sensors (Magnifico Healthcare) | 10212 |  |  |  | Leadwire | 2.6in dia x 3ft L 5-Lead Adult/Pediatric Grabber ECG Leadwire |  |  | 6 Months |  | Philips 43100A, 43110A, 43120A, 78352C, 78354A/C, 78354C, 78834A/B/C, 78834C, 862472, 862473, 862474, 862474 C3, 862475, 862478, 862479, 863064, 863065, 863066, 863068, Agilent, Agilent 50XM, C Series, C3, CX50, CodeMaster XL+, Codemaster XL, Envisor, HD11, HD11XE, HD15, HeartStart MRx, HeartStart XL, Heartstart, Heartstream, IE33, IntelliVue, IntelliVue MX800, M1001A, M1001B, M1002A, M1002B, M1165A, M1166A, M1167A, M1175A, M1177A, M1204A, M1205A, M1264A, M1275A Transport, M1276A, M1280A, M1722A, M1722B, M1723A, M1723B, M2, M2475B, M2601A, M3, M3000A, M3001A, M3002A MMS X2, M3535A, M3536A, M3921A A1, M3923A A1, M3925A A1, M3927A A3, M3929A A3, M4, M4735A, M8102A MP2, M8105A MP5, MP 20, MP 30, MP 40, MP 50, MP 60, MP 70, Merlin, SureSigns VM6, SureSigns VM8, V24, V24E, V26, VM4, VM6, Viridia, iE33 xMatrix Ultrasound CX50, iU22, М3046А | 0.3lb |  |  |  | https://www.cablesandsensors.com/cdn/shop/products/10212_grande.jpg?v=1602083976 | https://www.cablesandsensors.com/cdn/shop/products/10212-C1_grande.jpg?v=1602083976 | [28 empty] | Brand Name |  | Type | Safety AAMI | Size |  | Color | Gray | Material | TPU Jacket | Dimensions |  | For Use With |  | Patient Size | Adult/Pediatric | Latex-Free/Latex | Latex-Free | Sterility | Non-Sterile | Standards | FDA, CE, ISO10993-1, 5, 10:2003E, TUV, RoHS Compliant | Connector Proximal | Pinch/Grabber | Number of Lead | 5 | Lead Cable Diameter | 2.6mm | Lead Cable Length | 3ft | Lead Color Coding | AHA | [81 empty] | 1/Bag | Leadwire | ECG Leadwire | Grabber ECG Leadwire | https://www.cablesandsensors.com/products/philips-compatible-ecg-leadwire-m1605a?variant=32300004999243 | [5 empty] | Vinutha | AAMI Doubt | Found
SN475SN | Cables and Sensors (Magnifico Healthcare) | 10314 |  |  |  | Trunk Cable | 8ft L 5-Lead Adult/Pediatric Twin Pin ECG Trunk Cable |  |  | 6 Months |  | GE Healthcare - Critikon - Dinamap Carescape B450, Carescape B650, Carescape B850, Procare B40 | 0.4lb |  |  |  | https://www.cablesandsensors.com/cdn/shop/products/10314_grande.jpg?v=1571438562 | https://www.cablesandsensors.com/cdn/shop/products/TQ-25860-C1_grande.jpg?v=1571438562 | https://www.cablesandsensors.com/cdn/shop/products/TQ-25860-C2_grande.jpg?v=1571438562 | https://www.cablesandsensors.com/cdn/shop/products/TX-25950-C2_4e8e7f3c-a304-40cc-aff9-6640ec20b5ce_grande.jpg?v=1571438562 | [26 empty] | Brand Name |  | Type | ECG | Size |  | Color | Gray | Material | TPU Jacket | Dimensions |  | For Use With |  | Patient Size | Adult/Pediatric | Latex-Free/Latex | Latex-Free | Sterility | Non-Sterile | Standards | TUV, FDA, CE, ISO10993-1, 5, 10:2003E, RoHS Compliant | Connector Proximal | Twin Pin Connector | Number of Lead | 5 | Cable Length | 8ft | Connector Distal | Rectangular, Green, 11-pin GE Connector | [83 empty] | 1/Bag | Cable | Trunk Cable | ECG Trunk Cable | https://www.cablesandsensors.com/products/datex-ohmeda-compatible-ecg-trunk-cable-m1020454?variant=28524513296459 | [5 empty] | Vinutha | ok | Found
SN554SN | AR Medical Solutions | 10415047 |  |  |  | Brush | Signal Brush | [39 empty] | Brand Name |  | Type |  | Size |  | Color |  | Material |  | Dimensions |  | For Use With | [101 empty] | Brush | Signal Brush | [7 empty] | Vinutha | ok | Not Found
SN511SN | Cables and Sensors (Magnifico Healthcare) | 10452 |  |  |  | Leadwire | 2.6in dia x 3ft L 5-Lead Snap ECG Leadwire |  |  | 6 Months |  | GE Healthcare - Marquette ApexPro CH | 0.3lb |  |  |  | https://www.cablesandsensors.com/cdn/shop/products/10452_grande.jpg?v=1594328685 | https://www.cablesandsensors.com/cdn/shop/products/LQB5-90P0-C1_grande.jpg?v=1594328685 | [28 empty] | Brand Name |  | Type | ECG | Size |  | Color | Gray | Material | TPU Jacket | Dimensions |  | For Use With |  | Patient Size | Adult/Pediatric | Latex-Free/Latex | Latex-Free | Sterility | Non-Sterile | Standards | FDA, CE, ISO10993-1, 5, 10:2003E, TUV, RoHS Compliant | Connector Proximal | Snap | Number of Lead | 5 | Cable Length | 3ft | Connector Distal | Multi-Link | Cable Diameter | 2.6mm | [81 empty] | 1/Bag | Leadwire | ECG Leadwire | Snap ECG Leadwire | https://www.cablesandsensors.com/products/ge-healthcare-marquette-compatible-ecg-leadwire-414556-001?variant=32299770675275 | [5 empty] | Vinutha | ok | Found
SN503SN | Varex Imaging Americas Corp | 10464 |  |  |  | Cable | 80ft L High Voltage Cable | [39 empty] | Brand Name |  | Type | High Voltage | Size |  | Color |  | Material |  | Dimensions |  | For Use With |  | Cable Length | 80ft | [97 empty] | 1 Pair | Cable | High Voltage Cable | [7 empty] | Vinutha | ok | Not Found
SN447SN | LifeStream Water Systems | 10SAF |  |  |  | Assembly | 0.2μm Air Filter Assembly For Medivators® MF01-0028 Filter | [9 empty] | https://lifestreamsystemsinc.com/wp-content/uploads/2021/07/10SAF-web2.jpg | [29 empty] | Brand Name |  | Type | Air Filter | Size |  | Color |  | Material |  | Dimensions |  | For Use With | For Medivators® MF01-0028 Filter | Pore Size | 0.2μm | [97 empty] | 8/Pack | Assembly | Air Filter Assembly |  | https://lifestreamsystemsinc.com/product/mf01-0028-medivators/ | [5 empty] | Vinutha | ok | Found
SN534SN | Universal Medical Resources Inc (UMRI) | 11007403 |  |  |  | Kit | PHS End Cap Kit | [39 empty] | Brand Name |  | Type | PHS End Cap | Size |  | Color |  | Material |  | Dimensions |  | For Use With | [101 empty] | Kit | PHS End Cap Kit | [7 empty] | Vinutha | ok | Not Found
SN461SN | Southwest Medical Resources | 21019674 |  |  |  | Scan Window Assembly | Scan Window Assembly For H2 Gantry | [39 empty] | Brand Name |  | Type |  | Size |  | Color |  | Material |  | Dimensions |  | For Use With | For H2 Gantry | [100 empty] | Scan Window Assembly | [8 empty] | Vinutha | ok | Not Found
SN621SN | BBC Lighting & Supply | 2271727 |  |  |  | Bulb | Bulb For Collimator | [39 empty] | Brand Name |  | Type |  | Size |  | Color |  | Material |  | Dimensions |  | For Use With | For Collimator | [100 empty] | Bulb | Collimator Bulb | [7 empty] | Vinutha | ok | Not Found
SN424SN | Southwest Medical Resources | 2275756 |  |  |  | Keyboard | Keyboard For North American PC PS/2 | [39 empty] | Brand Name |  | Type |  | Size |  | Color |  | Material |  | Dimensions |  | For Use With | For North American PC PS/2 | [100 empty] | Keyboard | PC PS/2 Keyboard | [7 empty] | Vinutha | ok | Not Found
SN470SN | Southwest Medical Resources | 2346948 |  |  |  | Filter/Frame | Center Filter/Frame For Millennium Data Acquisition System (MDAS) H16 | [39 empty] | Brand Name |  | Type | Center | Size |  | Color |  | Material |  | Dimensions |  | For Use With | For Millennium Data Acquisition System (MDAS) H16 | [100 empty] | Filter/Frame | Center Filter/Frame | [7 empty] | Vinutha | ok | Not Found
SN450SN | Southwest Medical Resources | 2346949 |  |  |  | Filter/Frame | Right Filter/Frame For Millennium Data Acquisition System (MDAS) H16 | [39 empty] | Brand Name |  | Type | Right | Size |  | Color |  | Material |  | Dimensions |  | For Use With | For Millennium Data Acquisition System (MDAS) H16 | [100 empty] | Filter/Frame | Right Filter/Frame | [7 empty] | Vinutha | ok | Not Found
SN610SN | Althea US | 2349603 |  |  |  | Replacement Part | Replacement Part | [39 empty] | Brand Name |  | Type |  | Size |  | Color |  | Material |  | Dimensions |  | For Use With | [101 empty] | Replacement Part | [8 empty] | Vinutha | ok | Not Found
SN485SN | Mac Medical Accessories & Cables | 25M85P |  |  |  | Cable | 0.9m L 5-Lead TPU Jacket Reusable Snap IEC ECG Fixed Cable |  |  | 12 Months |  | Philips 43100A, 43110A, 43120A, 78352C, 78354C, 78834C842474 C3, Agilent, Agilent 50XM, CX50, Envisor HeartStart, | 0.64kg |  |  |  | https://www.macmedcable.com/cdn/shop/files/PhilipsReusableOnePieceECGFixedCable25M85P-I25M85P1.jpg?v=1696419788&width=713 | https://www.macmedcable.com/cdn/shop/files/PhilipsReusableOnePieceECGFixedCable25M85P-I25M85P2.jpg?v=1696419789&width=713 | https://www.macmedcable.com/cdn/shop/files/PhilipsReusableOnePieceECGFixedCable25M85P-I25M85P3.jpg?v=1696419788&width=713 | https://www.macmedcable.com/cdn/shop/files/PhilipsReusableOnePieceECGFixedCable25M85P-I25M85P4.jpg?v=1696419788&width=713 | [26 empty] | Brand Name |  | Type | IEC ECG Fixed | Size |  | Color | Gray | Material | TPU Jacket | Dimensions |  | For Use With |  | Number of Lead | 5 | Disposability | Reusable | Latex-Free/Latex | Latex-Free | Sterility | Non-Sterile | Trunk Cable Diameter | 5mm | Leadwire Diameter | 2.6mm | Trunk Cable Length | 2.5m | Leadwire Length | 0.9m | Connector Proximal | Snap | [81 empty] | 1 Piece/Bag | Cable | ECG Cable | ECG Fixed Cable | https://www.macmedcable.com/products/philips-reusable-one-piece-ecg-fixed-cable-25m85p-i-25m85p | [5 empty] | Vinutha | ok | Found
SN486SN | Mac Medical Accessories & Cables | 25M85S |  |  |  | Cable | 0.9m L 5-Lead Molded Shielded TPU Jacket Reusable Snap ECG Fixed Cable |  |  | 12 Months |  | Philips 43100A, 43110A, 43120A, 78352C, 78354C, 78834C842474 C3, Agilent, Agilent 50XM, CX50, Envisor HeartStart, | 0.64kg |  |  |  | https://www.macmedcable.com/cdn/shop/files/PhilipsReusableOnePieceECGFixedCable25M85S.jpg?v=1696830278&width=713 | https://www.macmedcable.com/cdn/shop/files/PhilipsReusableOnePieceECGFixedCable25M85S1.jpg?v=1696830278&width=713 | https://www.macmedcable.com/cdn/shop/files/PhilipsReusableOnePieceECGFixedCable25M85S2.jpg?v=1696830278&width=713 | https://www.macmedcable.com/cdn/shop/files/PhilipsReusableOnePieceECGFixedCable25M85S4.jpg?v=1696830279&width=713 | [26 empty] | Brand Name |  | Type | Molded Shielded, ECG Fixed | Size |  | Color | Gray | Material | TPU Jacket | Dimensions |  | For Use With |  | Number of Lead | 5 | Disposability | Reusable | Latex-Free/Latex | Latex-Free | Sterility | Non-Sterile | Trunk Cable Diameter | 5mm | Leadwire Diameter | 2.6mm | Trunk Cable Length | 2.5m | Leadwire Length | 0.9m | Connector Proximal | Snap | [81 empty] | 1 Piece/Bag | Cable | Shielded Cable | Molded Cable | https://www.macmedcable.com/products/philips-reusable-one-piece-ecg-fixed-cable-25m85s?_pos=1&_sid=d30cb5146&_ss=r | [5 empty] | Vinutha | ok | Found
SN294SN | Legrand AV (C2G) | 28705 |  |  |  | Cable | 75ft L Black PVC Molded Ethernet Network Patch Cat5e Cable |  | This Cat5e shielded network patch cable is an ideal solution for making a network connecting in a noisy, EMI/RFI, environment. The F/UTP shielding features an overall cable shield which provides protection from EMI/RFI noise and electromagnetic interference. This cable meets or exceeds industry standards for NEXT and return loss. The molded boot provides extra strain relief and durability. Available in a variety of colors to easily color-code your network installation. Please Note: For maximum protection against EMI/RFI interference, use our Cat5e shielded patch panel and Cat5e shielded keystone jacks for complete end-to-end protection. | [7 empty] | https://cdn2.webdamdb.com/md_oc0WlIuyvn43.jpg?133940052 | https://cdn2.webdamdb.com/100th_sm_2lg2VS4XUGQ1.jpg?133940052 | https://cdn2.webdamdb.com/100th_sm_6EdYppDsqy15.jpg?133940052 | https://cdn2.webdamdb.com/100th_sm_wTm3fIzbk31.jpg?133940052 | [26 empty] | Brand Name |  | Type | Molded Ethernet Network Patch, Cat5e | Size |  | Color | Black | Material | PVC | Dimensions |  | For Use With |  | Length | 75ft | Conductor | 4-Pair 24AWG Stranded STP | Connector | Shielded 50μm Gold-Plated RJ45 | Standards | TIA/EIA | [92 empty] | Cable | Molded Shielded Twisted Pair (STP) Cable |  | https://www.legrandav.com/products/cables_and_connectivity/category_cables/cat5e-shielded-patch-cable/cg28705 | [5 empty] | Vinutha | ok | Not Found
SN632SN | Althea US | 3002435 |  |  |  | Lens | Injector Head Armed Indicator Lens | [39 empty] | Brand Name |  | Type | Injector Head Armed Indicator | Size |  | Color |  | Material |  | Dimensions |  | For Use With | [101 empty] | Lens | Injector Head Armed Indicator Lens | [7 empty] | Vinutha | ok | Not Found
SN619SN | Althea US | 3004864 |  |  |  | Switch Card | Switch Card | [39 empty] | Brand Name |  | Type |  | Size |  | Color |  | Material |  | Dimensions |  | For Use With | [101 empty] | Switch Card | [8 empty] | Vinutha | ok | Not Found
SN587SN | Althea US | 3007247 |  |  |  | Interface PCB | Interface PCB | [39 empty] | Brand Name |  | Type |  | Size |  | Color |  | Material |  | Dimensions |  | For Use With | [101 empty] | Interface PCB | Interface PCB | [7 empty] | Vinutha | ok | Not Found
SN633SN | Althea US | 3007790 |  |  |  | Cable | PRC To Interface Cable | [39 empty] | Brand Name |  | Type | PRC To Interface | Size |  | Color |  | Material |  | Dimensions |  | For Use With | [101 empty] | Cable | PRC To Interface Cable | [7 empty] | Vinutha | ok | Not Found
SN609SN | Althea US | 3007801 |  |  |  | Replacement Part | Replacement Part | [39 empty] | Brand Name |  | Type |  | Size |  | Color |  | Material |  | Dimensions |  | For Use With | [101 empty] | Replacement Part | [8 empty] | Vinutha | ok | Not Found
SN593SN | Althea US | 3008110 |  |  |  | Assembly | Knuckle Assembly | [39 empty] | Brand Name |  | Type | Knuckle | Size |  | Color |  | Material |  | Dimensions |  | For Use With | [101 empty] | Assembly | Knuckle Assembly | [7 empty] | Vinutha | ok | Not Found
SN643SN | Althea US | 3011959/ SO2395 |  |  |  | Rear Cover | Solaris EP Rear Cover | [39 empty] | Brand Name |  | Type | Solaris EP | Size |  | Color |  | Material |  | Dimensions |  | For Use With | [101 empty] | Rear Cover | Solaris EP Rear Cover | [7 empty] | Vinutha | ok | Not Found
SN644SN | Althea US | 3012178/ SO2395 |  |  |  | Cover | Top Cover | [39 empty] | Brand Name |  | Type | Top | Size |  | Color |  | Material |  | Dimensions |  | For Use With | [101 empty] | Cover | Top Cover | [7 empty] | Vinutha | ok | Not Found
SN624SN | Althea US | 3012520 / 59883597 / 83997095 / 094-101-U-1 |  |  |  | Assembly | Overmold Dual Power Cable Assembly | [39 empty] | Brand Name |  | Type | Overmold Dual Power Cable | Size |  | Color |  | Material |  | Dimensions |  | For Use With | [101 empty] | Assembly | Overmold Dual Power Cable Assembly | [7 empty] | Vinutha | ok | Not Found
SN345SN | Tenacore LLC | 30900-24-5A |  |  |  | Leadwire Set | 24in L DIN Pinch Leadwire Set For Spacelabs Patient Monitor | [39 empty] | Brand Name |  | Type |  | Size |  | Color |  | Material |  | Dimensions |  | For Use With | For Spacelabs Patient Monitor | Connector | DIN Pinch | Length | 24in | Color Coding | AAMI | With | With ST | [91 empty] | 1/Set | Leadwire Set | Spacelabs Leadwire Set | [7 empty] | Vinutha | ok | Not Found
SN307SN | Battery Store Inc (fka PortablePowerSystems) | 30B021E2 |  |  |  | Cable Kit | Cable Kit For Amx-4 Remote Test | [39 empty] | Brand Name |  | Type |  | Size |  | Color |  | Material |  | Dimensions |  | For Use With | For Amx-4 Remote Test | [100 empty] | Cable Kit | Amx-4 Remote Test Cable Kit | [7 empty] | Vinutha | ok | Not Found
SN416SN | Universal Medical Resources Inc (UMRI) | 4341009 |  |  |  | Cover | Right Base Cover | [39 empty] | Brand Name |  | Type | Right Base | Size |  | Color |  | Material |  | Dimensions |  | For Use With | [101 empty] | Cover | Right Base Cover | [7 empty] | Vinutha | ok | Not Found
SN516SN | Universal Medical Resources Inc (UMRI) | 4349721 |  |  |  | Cable Assembly | 10 Turn 10k Pot Cable Assembly | [39 empty] | Brand Name |  | Type |  | Size |  | Color |  | Material |  | Dimensions |  | For Use With |  | Resistance: 10K Ohms | 10k Pot | Number Of Turn | 10 | [96 empty] | Assembly | Cable Assembly | [7 empty] | Vinutha | ok | Not Found
SN612SN | Mouser Electronics | 4349721 |  |  |  | Replacement Part | Replacement Part | [39 empty] | Brand Name |  | Type |  | Size |  | Color |  | Material |  | Dimensions |  | For Use With | [101 empty] | Replacement Part | [8 empty] | Vinutha | ok | Not Found
SN417SN | Universal Medical Resources Inc (UMRI) | 4353988 |  |  |  | SW Collimator | Clear SW Collimator | [39 empty] | Brand Name |  | Type |  | Size |  | Color | Clear | Material |  | Dimensions |  | For Use With | [101 empty] | Collimator | SW Collimator | [7 empty] | Vinutha | ok | Not Found
SN415SN | Universal Medical Resources Inc (UMRI) | 4354143 |  |  |  | Collimator Seated | SW Micro Collimator Seated | [39 empty] | Brand Name |  | Type | SW Micro | Size |  | Color |  | Material |  | Dimensions |  | For Use With | [101 empty] | Collimator Seated | SW Micro Collimator Seated | [7 empty] | Vinutha | ok | Not Found
SN505SN | Universal Medical Resources Inc (UMRI) | 4368846 |  |  |  | Touchpad | C-Frame Touchpad | [39 empty] | Brand Name |  | Type | C-Frame | Size |  | Color |  | Material |  | Dimensions |  | For Use With | [101 empty] | Touchpad | C-Frame Touchpad | [7 empty] | Vinutha | ok | Not Found
SN375SN | Motion Industries | 46-208580P6 |  |  |  | Cam Flower | Cam Flower | [39 empty] | Brand Name |  | Type |  | Size |  | Color |  | Material |  | Dimensions |  | For Use With | [101 empty] | Cam Flower | [8 empty] | Vinutha | ok | Not Found
SN418SN | Southwest Medical Resources | 46-258516P1 |  |  |  | Rod | Push Rod | [39 empty] | Brand Name |  | Type | Push | Size |  | Color |  | Material |  | Dimensions |  | For Use With | [101 empty] | Rod | Push Rod | [7 empty] | Vinutha | ok | Not Found
SN517SN | inRayParts | 46270800G5 |  |  |  | Handswitch | Handswitch For Advantx Console Amx Portable X-Ray | [39 empty] | Brand Name |  | Type |  | Size |  | Color |  | Material |  | Dimensions |  | For Use With | For Advantx Console Amx Portable X-Ray | [100 empty] | Handswitch | Advantx Console Amx Portable X-Ray Handswitch | [7 empty] | Vinutha | ok | Not Found
SN460SN | Southwest Medical Resources | 46-317758P17 |  |  |  | Squeeze Ball | Patent Alarm Squeeze Ball With Tubing | [39 empty] | Brand Name |  | Type | Patent Alarm | Size |  | Color |  | Material |  | Dimensions |  | For Use With |  | With | With Tubing | [98 empty] | Squeeze Ball | Patent Alarm Squeeze Ball | [7 empty] | Vinutha | ok | Not Found
SN473SN | Universal Medical Resources Inc (UMRI) | 5210468 |  |  |  | Window Rail (H2) | Window Rail (H2) | [39 empty] | Brand Name |  | Type |  | Size |  | Color |  | Material |  | Dimensions |  | For Use With | [101 empty] | Window Rail | Window Rail (H2) | [7 empty] | Vinutha | ok | Not Found
SN521SN | Universal Medical Resources Inc (UMRI) | 5238717 |  |  |  | Pad | PHS Pallet Pad | [39 empty] | Brand Name |  | Type | PHS Pallet | Size |  | Color |  | Material |  | Dimensions |  | For Use With | [101 empty] | Pad | PHS Pallet Pad | [7 empty] | Vinutha | ok | Not Found
SN614SN | Engineering Services | 5335509 |  |  |  | Cable | 20ft L Workstation Interconnect Cable | [39 empty] | Brand Name |  | Type | Workstation Interconnect | Size |  | Color |  | Material |  | Dimensions |  | For Use With |  | Length | 20ft | [98 empty] | Cable | Workstation Interconnect Cable | [7 empty] | Vinutha | ok | Not Found
SN522SN | The Intuitive Biomedical Solution | 5371033FS |  |  |  | Lemo Receptacle | Lemo Receptacle | [39 empty] | Brand Name |  | Type |  | Size |  | Color |  | Material |  | Dimensions |  | For Use With | [101 empty] | Lemo Receptacle | [8 empty] | Vinutha | ok | Not Found
SN500SN | BBC Lighting & Supply | 54264 |  |  |  | Bulb | 24VAC 150W 5000LM 3450K 300HR T3.5 Bulb | [39 empty] | Brand Name |  | Type |  | Size |  | Color |  | Material |  | Dimensions |  | For Use With |  | Voltage Rating | 24VAC | Power Rating | 150W | Lumens | 5000LM | Color Temperature | 3450K | Average Rated Life | 300HR | Shape | T3.5 | [88 empty] | Bulb | [8 empty] | Vinutha | ok | Not Found
SN526SN | Block Imaging Parts & Service | 5694681-01 |  |  |  | Assembly | High Voltage Control Cable Assembly For 9800 C-Arm | [39 empty] | Brand Name |  | Type | High Voltage Control, Cable | Size |  | Color |  | Material |  | Dimensions |  | For Use With | For 9800 C-Arm | [100 empty] | Cable Assembly | High Voltage Control Assembly | C-Arm Cable Assembly | https://www.blockimaging.com/parts/5694681-01-oec-c-arm-high-voltage-cable | [5 empty] | Vinutha | ok | Found
SN497SN | Althea US | 59877473 |  |  |  | Cable | 50ft L Extension Head Cable | [39 empty] | Brand Name |  | Type | Extension Head | Size |  | Color |  | Material |  | Dimensions |  | For Use With |  | Length | 50ft | [98 empty] | Cable | Extension Head Cable | [7 empty] | Vinutha | ok | Not Found
SN603SN | Althea US | 59919044 |  |  |  | Battery | 12V 5Ah Lead Acid Battery | [39 empty] | Brand Name |  | Type | Lead Acid | Size |  | Color |  | Material |  | Dimensions |  | For Use With |  | Voltage Rating | 12V | Capacity | 5Ah | [96 empty] | Battery | Lead Acid Battery | [7 empty] | Vinutha | ok | Not Found
SN558SN | R&D Batteries | 6453 |  |  |  | Battery Kit | 144V 22Ah Sealed Lead Acid Battery Kit |  |  | 12 Months | [6 empty] | https://www.rdbatteries.com/media/catalog/product/d/s/dsc05622.jpg?quality=80&bg-color=255,255,255&fit=bounds&height=&width=&canvas=: | https://www.rdbatteries.com/media/catalog/product/d/s/dsc05620.jpg?quality=80&bg-color=255,255,255&fit=bounds&height=&width=&canvas=: | https://www.rdbatteries.com/media/catalog/product/d/s/dsc05624.jpg?quality=80&bg-color=255,255,255&fit=bounds&height=&width=&canvas=: | https://www.rdbatteries.com/media/catalog/product/d/s/dsc05623.jpg?quality=80&bg-color=255,255,255&fit=bounds&height=&width=&canvas=: | https://www.rdbatteries.com/media/catalog/product/d/s/dsc05630.jpg?quality=80&bg-color=255,255,255&fit=bounds&height=&width=&canvas=: | https://www.rdbatteries.com/media/catalog/product/d/s/dsc05629.jpg?quality=80&bg-color=255,255,255&fit=bounds&height=&width=&canvas=: | https://www.rdbatteries.com/media/catalog/product/d/s/dsc05626.jpg?quality=80&bg-color=255,255,255&fit=bounds&height=&width=&canvas=: | https://www.rdbatteries.com/media/catalog/product/d/s/dsc05628.jpg?quality=80&bg-color=255,255,255&fit=bounds&height=&width=&canvas=: | [9 empty] | Feature1: GE AMX Optima XR220 - Exchange (4 packs of 3 pre-assembled) |  |  |  |  | Brand Name |  | Type | Sealed Lead Acid | Size |  | Color |  | Material |  | Dimensions |  | For Use With | For GE AMX Optima XR220 X-Ray System | Voltage Rating | 144V | Capacity | 22Ah | Includes | 4 Packs of 3 Pre-Assembled in Trays Exchange | [94 empty] | Battery Kit | Sealed Lead Acid Battery Pack |  | https://www.rdbatteries.com/6453 | [5 empty] | Vinutha | Check Once | Found
SN499SN | BBC Lighting & Supply | 67100201 |  |  |  | Bulb | 22.8V 50W Bulb | [39 empty] | Brand Name |  | Type |  | Size |  | Color |  | Material |  | Dimensions |  | For Use With |  | Voltage Rating | 22.8V | Power Rating | 50W | [96 empty] | Bulb | [8 empty] | Vinutha | ok | Not Found
SN636SN | Althea US | 682-4812-480 |  |  |  | Combination Gear | Combination Gear For 48-12-48 Stellant | [39 empty] | Brand Name |  | Type |  | Size |  | Color |  | Material |  | Dimensions |  | For Use With | For 48-12-48 Stellant | [100 empty] | Combination Gear | [8 empty] | Vinutha | ok | Not Found
SN346SN | Tenacore LLC | 80900-30-5A |  |  |  | Leadwire Set | 5-Lead Snap Connector Leadwire Set | [39 empty] | Brand Name |  | Type |  | Size |  | Color |  | Material |  | Dimensions |  | For Use With |  | Number of Lead | 5 | Connector Proximal | Snap | [96 empty] | Lead Set | Snap Connectors Lead Set | [7 empty] | Vinutha | ok | Not Found
SN586SN | Any Battery | 8107-i |  |  |  | Battery Set | 2.36 H x 6.99 W x 1.34in D 12V 2.2Ah Sealed Lead Acid Battery Set |  |  | 12 Months |  |  | 4.50lb | 6.99in | 2.36in | 1.34in | https://cdn11.bigcommerce.com/s-mhwj3/images/stencil/1280x1280/products/3225/15014/8107-i__39460.1562166639.jpg?c=2 | [29 empty] | Brand Name |  | Type | Sealed Lead Acid | Size |  | Color |  | Material |  | Dimensions |  | For Use With | For BEP Emergency Power Supply (EPS) | Voltage Rating | 12V | Capacity | 2.2Ah | Terminal Size | 0.187in | Terminal Type | Faston (F1, T1) | [91 empty] | 2/Pack | Battery Pack Assembly | BEP Emergency Power Supply (Eps) Battery Pack Assembly |  | https://anybattery.mybigcommerce.com/item-8107-i-2-battery-set/?searchid=191920&search_query=8107-INSERT | [5 empty] | Vinutha | ok | Not Found
SN506SN | German Electronics Company (GECO) | 8375545 |  |  |  | Bulb | Bulb For Collimator | [39 empty] | Brand Name |  | Type | Collimator | Size |  | Color |  | Material |  | Dimensions |  | For Use With | For Collimator | [100 empty] | Bulb | Collimator Bulb | [7 empty] | Vinutha | ok | Not Found
SN611SN | Althea US | 83863308 |  |  |  | Replacement Part | Replacement Part | [39 empty] | Brand Name |  | Type |  | Size |  | Color |  | Material |  | Dimensions |  | For Use With | [101 empty] | Replacement Part | [8 empty] | Vinutha | ok | Not Found
SN590SN | Althea US | 83867443 |  |  |  | Shaft Clip | Shaft Clip | [39 empty] | Brand Name |  | Type |  | Size |  | Color |  | Material |  | Dimensions |  | For Use With | [101 empty] | Shaft Clip | [8 empty] | Vinutha | ok | Not Found
SN592SN | Althea US | 83867753 |  |  |  | Cover | Mark V Provis Head Bottom Cover | [39 empty] | Brand Name |  | Type | Mark V Provis Head Bottom | Size |  | Color |  | Material |  | Dimensions |  | For Use With | [101 empty] | Cover | Mark V Provis Head Bottom Cover | [7 empty] | Vinutha | ok | Not Found
SN575SN | Althea US | 85310675 |  |  |  | Power Drive Card | Power Drive Card | [39 empty] | Brand Name |  | Type |  | Size |  | Color |  | Material |  | Dimensions |  | For Use With | [101 empty] | Power Card | Power Drive Card | [7 empty] | Vinutha | ok | Not Found
SN595SN | Cables and Sensors (Magnifico Healthcare) | AA590PN |  |  |  | ECG Cable | 5-Lead Safety AAMI Grabber ECG Cable | [39 empty] | Brand Name |  | Type | Safety AAMI | Size |  | Color |  | Material |  | Dimensions |  | For Use With |  | Number of Lead | 5 | Connector Proximal | Grabber | [96 empty] | Cable | ECG Cable | AAMI Grabber ECG Cable | [6 empty] | Vinutha | ok | Not Found
SN596SN | Cables and Sensors (Magnifico Healthcare) | AAB590SN |  |  |  | Cable | 29in L 5-Lead AHA Cable For Philips/AAMI To Snap | [39 empty] | Brand Name |  | Type |  | Size |  | Color |  | Material |  | Dimensions |  | For Use With | For Philips/AAMI To Snap | Number of Lead | 5 | Color Coding | AHA | Length | 29in | [94 empty] | Cable | Lead Philips/AAMI To Snap Cable | AHA Cable | [6 empty] | Vinutha | ok | Not Found
SN369SN | Cables and Sensors (Magnifico Healthcare) | AD10-DB0 |  |  |  | Adapter Set | 10-Lead Adult/Pediatric Banana Adapter Set |  |  | 6 Months |  | GE Healthcare - Marquette AM4, AM5, CAM 14 | 0.2lb |  |  |  | https://www.cablesandsensors.com/cdn/shop/products/AD10-DB0_grande.jpg?v=1571438549 | [29 empty] | Brand Name |  | Type | Banana | Size |  | Color |  | Material |  | Dimensions |  | For Use With |  | Patient Size | Adult/Pediatric | Latex-Free/Latex | Latex-Free | Sterility | Non-Sterile | Standards | FDA, ISO10993-1, 5, 10:2003E, TUV, RoHS Compliant | Connector Proximal |  | Number of Lead | 10 | Lead Color Coding | AHA | [85 empty] | 10 or 14/Bag | Adapter Set | Banana Adapter Set | Adult/Pediatric Banana Adapter Set | https://www.cablesandsensors.com/products/banana-adapters-900178-001?variant=33805901960 | [5 empty] | Vinutha | ok | Found
SN412SN | Cables and Sensors (Magnifico Healthcare) | AD10-DW0 |  |  |  | Adapter Set | 10-Lead Adult/Pediatric Banana Adapter With Tab |  |  | 6 Months |  | GE Healthcare - Marquette AM4, AM5, CAM 14 | 0.2lb |  |  |  | https://www.cablesandsensors.com/cdn/shop/products/AD10-DW0_grande.jpg?v=1571438549 | [29 empty] | Brand Name |  | Type | Banana | Size |  | Color |  | Material |  | Dimensions |  | For Use With |  | Patient Size | Adult/Pediatric | Latex-Free/Latex | Latex-Free | Sterility | Non-Sterile | Standards | FDA, ISO10993-1, 5, 10:2003E, TUV, RoHS Compliant | Connector Proximal | With Tab | Number of Lead | 10 | Lead Color Coding | AHA | [85 empty] | 10 or 14/Bag | Adapter | Banana Adapter | Adult/Pediatric Banana Adapter | https://www.cablesandsensors.com/products/banana-adapters-900178-001?variant=33805918152 | [5 empty] | Vinutha | ok | Found
SN409SN | Cables and Sensors (Magnifico Healthcare) | AD14-DB0 |  |  |  | Adapter Set | 14-Lead Adult/Pediatric Banana Adapter Set |  |  | 6 Months |  | GE Healthcare - Marquette AM4, AM5, CAM 14 | 0.2lb |  |  |  | https://www.cablesandsensors.com/cdn/shop/products/AD14-DB0_grande.jpg?v=1571438549 | [29 empty] | Brand Name |  | Type | Banana | Size |  | Color |  | Material |  | Dimensions |  | For Use With |  | Patient Size | Adult/Pediatric | Latex-Free/Latex | Latex-Free | Sterility | Non-Sterile | Standards | FDA, ISO10993-1, 5, 10:2003E, TUV, RoHS Compliant | Connector Proximal |  | Number of Lead | 14 | [87 empty] | 10 or 14/Bag | Adapter | Banana Adapter | Adult/Pediatric Banana Adapter | https://www.cablesandsensors.com/products/banana-adapters-900178-001?variant=33805917064 | [5 empty] | Vinutha | ok | Found
SN430SN | Cables and Sensors (Magnifico Healthcare) | AD14-DW0 |  |  |  | Adapter Set | 14-Lead Adult/Pediatric Banana Adapter With Tab |  |  | 6 Months |  | GE Healthcare - Marquette AM4, AM5, CAM 14 | 0.2lb |  |  |  | https://www.cablesandsensors.com/cdn/shop/products/AD14-DW0_grande.jpg?v=1571438549 | [29 empty] | Brand Name |  | Type | Banana | Size |  | Color |  | Material |  | Dimensions |  | For Use With |  | Patient Size | Adult/Pediatric | Latex-Free/Latex | Latex-Free | Sterility | Non-Sterile | Standards | FDA, ISO10993-1, 5, 10:2003E, TUV, RoHS Compliant | Connector Proximal | With Tab | Number of Lead | 14 | [87 empty] | 10 or 14/Bag | Adapter | Banana Adapter | Adult/Pediatric Banana Adapter | https://www.cablesandsensors.com/products/banana-adapters-900178-001?variant=33805922120 | [5 empty] | Vinutha | ok | Found
SN428SN | Holden Battery Services | AMX120-22R |  |  |  | Battery Set | Battery Set For Amx Ii Portable X-Ray Systems | [39 empty] | Brand Name |  | Type |  | Size |  | Color |  | Material |  | Dimensions |  | For Use With | For Amx Ii | [100 empty] | Battery Set | X-Ray Systems Battery Set | [7 empty] | Vinutha | ok | Not Found
SN637SN | Holden Battery Services | AMX4CSB1230TI |  |  |  | Battery Set | Lead Acid Battery Set | [39 empty] | Brand Name |  | Type | Lead Acid | Size |  | Color |  | Material |  | Dimensions |  | For Use With | [101 empty] | Battery Set | Lead Acid Battery Set | [7 empty] | Vinutha | ok | Not Found
SN613SN | Holden Battery Services | AMX4HBS1226TI |  |  |  | Battery Set | 26Ah Lead Acid Battery Set For Amx-4/Amx-4Plus Portable X-Ray Systems |  | For Amx-4 or Amx-4Plus Part # AMX4HBS1226TI. Consist of 3 battery Trays Pre-Wired (9 HBS 12V 26Ah Cells), New wiring kit, battery sensor kit to read individual batteries voltages outside of the battery compartment, Pre-Assembled in trays and Installation Manual. | [7 empty] | https://www.x-raybatteries.com/AMX4UB26A-2.jpg | http://www.x-raybatteries.com/InterfaceBd-RevB.jpg | [28 empty] | Brand Name |  | Type | Lead Acid | Size |  | Color |  | Material |  | Dimensions |  | For Use With | For Amx-4/Amx-4Plus Portable X-Ray Systems | Capacity | 26Ah | [98 empty] | Battery Set | Lead Acid Battery Set | [7 empty] | Vinutha | ok | Found
SN507SN | Holden Battery Services | AMX4HVH1226TI |  |  |  | Battery | 12V 26Ah/kg Hawker Battery | [39 empty] | Brand Name | Hawker | Type |  | Size |  | Color |  | Material |  | Dimensions |  | For Use With |  | Voltage Rating | 12V | Capacity | 26Ah/kg | [96 empty] | Battery | Hawker Battery | [7 empty] | Vinutha | ok | Not Found
SN437SN | Cables and Sensors (Magnifico Healthcare) | C2340SCSM |  |  |  | ECG Cable | 3-Lead Adult/Pediatric Snap Direct-Connect ECG Cable |  |  | 6 Months |  | Siemens Acuson C256, Acuson CV70, Acuson X300, Acuson X700, SC 2000, SC 3000, Sirecust 300DU, Sirecust 610, Sirecust 630, Sirecust DU | 0.7lb |  |  |  | https://www.cablesandsensors.com/cdn/shop/products/C2340SCSM_grande.jpg?v=1571438558 | https://www.cablesandsensors.com/cdn/shop/products/C2340S0-C1_862f65a3-6e76-4f26-ab65-b2226578425e_grande.jpg?v=1571438558 | [28 empty] | Brand Name |  | Type | Direct-Connect | Size |  | Color | Gray | Material | TPU Jacket | Dimensions |  | For Use With |  | Patient Size | Adult/Pediatric | Latex-Free/Latex | Latex-Free | Sterility | Non-Sterile | Standards | FDA, CE, ISO10993-1, 5, 10:2003E, TUV, RoHS Compliant | Connector Proximal | Snap | Number of Lead | 3 | Cable Length | 11ft | Connector Distal | Round, 6-pin Connector, Keyed | Lead Color Coding | AHA | Lead Cable Diameter | 4mm | [79 empty] | 1/Bag | Cable | ECG Cable | Direct-Connect ECG Cable | https://www.cablesandsensors.com/products/siemens-compatible-direct-connect-ecg-cable-8253040?variant=33811501768 | [5 empty] | Vinutha | ok | Found
SN372SN | Cables and Sensors (Magnifico Healthcare) | C2382P0 |  |  |  | ECG Cable | 3-Lead Adult/Pediatric Pinch/Grabber Direct-Connect ECG Cable |  |  | 6 Months |  | GE Healthcare Logiq S8 Vet, Vivid e, Vivid i, Vivid q | 0.7lb |  |  |  | https://www.cablesandsensors.com/cdn/shop/products/C2382P0_grande.jpg?v=1571438520 | https://www.cablesandsensors.com/cdn/shop/products/C2382S0-C1_grande.jpg?v=1571438520 | [28 empty] | Brand Name |  | Type | Direct-Connect | Size |  | Color | Gray | Material | TPU Jacket | Dimensions |  | For Use With |  | Patient Size | Adult/Pediatric | Latex-Free/Latex | Latex-Free | Sterility | Non-Sterile | Standards | FDA, CE, ISO10993-1, 5, 10:2003E, TUV, RoHS Compliant | Connector Proximal | Pinch/Grabber | Number of Lead | 3 | Cable Length | 11ft | Connector Distal | 7-pin Lemo Connector | Lead Color Coding | AHA | Lead Cable Diameter | 2.6mm | [79 empty] | 1/Bag | Cable | ECG Cable | Pinch/Grabber ECG Cable | https://www.cablesandsensors.com/products/ge-healthcare-compatible-direct-connect-ecg-cable?variant=33805015752 | [5 empty] | Vinutha | ok | Found
SN363SN | Cables and Sensors (Magnifico Healthcare) | C2385S0 |  |  |  | ECG Cable | 3-Lead Adult Snap Direct-Connect ECG Cable |  |  | 6 Months |  | Philips 43100A, 43110A, 43120A, 78352C, 78354C, 78834C, 862474 C3, Agilent, Agilent 50XM, CX50, EPIQ, Efficia CM10 (863301), Efficia CM100 (863300), Efficia CM12 (863303), Efficia CM120 (863302), Efficia CM150 (863304), Envisor, Heartstart, IE33, IntelliVue, IntelliVue MP5, IntelliVue MX400, IntelliVue MX450, IntelliVue MX500, IntelliVue MX550, IntelliVue MX600, IntelliVue MX700, IntelliVue MX800, IntelliVue X3, M1001A, M1002A, M1165A, M1166A, M1167A, M1175A, M1177A, M1204A, M1205A, M1264A, M1275A Transport, M1276A, M1280A, M1722A, M1722B, M1723A, M1723B, M2, M2475B, M2601A, M3, M3000A, M3001A, M3046A M3, M4, M4735A, MMS X2, MP 20, MP 30, MP 50, MP 60, MP 70, SureSigns VM6, SureSigns VM8, V24E, VM4, VM6, VM8, Viridia, М3046А | 0.7lb |  |  |  | https://www.cablesandsensors.com/cdn/shop/products/C2385S0_grande.jpg?v=1571438518 | https://www.cablesandsensors.com/cdn/shop/products/C2385S0-C1_7e60ff04-058e-4fe7-967f-d4d6d0679ef9_grande.jpg?v=1571438518 | https://www.cablesandsensors.com/cdn/shop/products/C2385S0-C2_7db38418-7074-452b-94a1-c8bc20d59760_grande.jpg?v=1571438518 | [27 empty] | Brand Name |  | Type | Direct-Connect | Size |  | Color | Gray | Material | TPU Jacket | Dimensions |  | For Use With |  | Patient Size | Adult | Latex-Free/Latex | Latex-Free | Sterility | Non-Sterile | Standards | FDA, CE, ISO10993-1, 5, 10:2003E, TUV, RoHS Compliant | Connector Proximal | Snap | Number of Lead | 3 | Cable Length | 11ft | Connector Distal | Round, 12-pin Philips Connector | Lead Color Coding | AHA | Lead Cable Diameter | 2.6mm | Resistance | 1Kohm | [77 empty] | 1/Bag | Cable | ECG Cable | Direct-Connect ECG Cable | https://www.cablesandsensors.com/products/philips-compatible-direct-connect-ecg-cable-m1972a?variant=33804149320 | [5 empty] | Vinutha | ok | Found
SN436SN | Cables and Sensors (Magnifico Healthcare) | C2585DP0 |  |  |  | ECG Cable | 5-Lead Pinch/Grabber Disposable Direct-Connect ECG Cable |  |  |  |  | Philips M3001A | 0.7lb |  |  |  | https://www.cablesandsensors.com/cdn/shop/products/C2585DP0_grande.jpg?v=1571438519 | https://www.cablesandsensors.com/cdn/shop/products/C2385DP0-C1_grande.jpg?v=1571438519 | https://www.cablesandsensors.com/cdn/shop/products/C2385DP0-C2_grande.jpg?v=1571438519 | [27 empty] | Brand Name |  | Type | Direct-Connect | Size |  | Color | Gray | Material | TPU Jacket | Dimensions |  | For Use With |  | Patient Size | Adult | Latex-Free/Latex | Latex-Free | Sterility | Non-Sterile | Standards | FDA, CE, ISO10993-1, 5, 10:2003E, TUV, RoHS Compliant | Connector Proximal | Pinch/Grabber | Number of Lead | 5 | Cable Length | 11ft | Connector Distal | Round, 12-pin Philips Connector, Keyed | Disposability | Disposable | Lead Color Coding | AHA | Resistance | 1Kohm | [77 empty] | 1/Bag | Cable | ECG Cable | Adult ECG Cable | https://www.cablesandsensors.com/products/philips-compatible-disposable-direct-connect-ecg-cable?variant=33805004936 | [5 empty] | Vinutha | ok | Found
SN365SN | Cables and Sensors (Magnifico Healthcare) | C2585P0 |  |  |  | ECG Cable | 5-Lead Pinch/Grabber Direct-Connect ECG Cable |  |  | 6 Months |  | Philips 43100A, 43110A, 43120A, 78352C, 78354C, 78834C, 862474 C3, Agilent, Agilent 50XM, CX50, EPIQ, Efficia CM10 (863301), Efficia CM100 (863300), Efficia CM12 (863303), Efficia CM120 (863302), Efficia CM150 (863304), Envisor, Heartstart, IE33, IntelliVue, IntelliVue MP5, IntelliVue MX400, IntelliVue MX450, IntelliVue MX500, IntelliVue MX550, IntelliVue MX600, IntelliVue MX700, IntelliVue MX800, IntelliVue X3, M1001A, M1002A, M1165A, M1166A, M1167A, M1175A, M1177A, M1204A, M1205A, M1264A, M1275A Transport, M1276A, M1280A, M1722A, M1722B, M1723A, M1723B, M2, M2475B, M2601A, M3, M3000A, M3001A, M3046A M3, M4, M4735A, MMS X2, MP 20, MP 30, MP 50, MP 60, MP 70, SureSigns VM6, SureSigns VM8, V24E, VM4, VM6, VM8, Viridia, М3046А | 0.7lb |  |  |  | https://www.cablesandsensors.com/cdn/shop/products/C2585P0_grande.jpg?v=1571438518 | https://www.cablesandsensors.com/cdn/shop/products/C2385S0-C1_7e60ff04-058e-4fe7-967f-d4d6d0679ef9_grande.jpg?v=1571438518 | https://www.cablesandsensors.com/cdn/shop/products/C2385S0-C2_7db38418-7074-452b-94a1-c8bc20d59760_grande.jpg?v=1571438518 | [27 empty] | Brand Name |  | Type | Direct-Connect | Size |  | Color | Gray | Material | TPU Jacket | Dimensions |  | For Use With |  | Patient Size | Adult/Pediatric | Latex-Free/Latex | Latex-Free | Sterility | Non-Sterile | Standards | FDA, CE, ISO10993-1, 5, 10:2003E, TUV, RoHS Compliant | Connector Proximal | Pinch/Grabber | Number of Lead | 5 | Cable Length | 11ft | Connector Distal | Round, 12-pin Philips Connector | Lead Color Coding | AHA | Lead Cable Diameter | 2.6mm | Resistance | 1Kohm | [77 empty] | 1/Bag | Cable | ECG Cable | Direct-Connect ECG Cable | https://www.cablesandsensors.com/products/philips-compatible-direct-connect-ecg-cable-m1972a?variant=33804154696 | [5 empty] | Vinutha | ok | Found
SN364SN | Cables and Sensors (Magnifico Healthcare) | C2585S0 |  |  |  | ECG Cable | 5-Lead Snap Direct-Connect ECG Cable |  |  | 6 Months |  | Philips 43100A, 43110A, 43120A, 78352C, 78354C, 78834C, 862474 C3, Agilent, Agilent 50XM, CX50, EPIQ, Efficia CM10 (863301), Efficia CM100 (863300), Efficia CM12 (863303), Efficia CM120 (863302), Efficia CM150 (863304), Envisor, Heartstart, IE33, IntelliVue, IntelliVue MP5, IntelliVue MX400, IntelliVue MX450, IntelliVue MX500, IntelliVue MX550, IntelliVue MX600, IntelliVue MX700, IntelliVue MX800, IntelliVue X3, M1001A, M1002A, M1165A, M1166A, M1167A, M1175A, M1177A, M1204A, M1205A, M1264A, M1275A Transport, M1276A, M1280A, M1722A, M1722B, M1723A, M1723B, M2, M2475B, M2601A, M3, M3000A, M3001A, M3046A M3, M4, M4735A, MMS X2, MP 20, MP 30, MP 50, MP 60, MP 70, SureSigns VM6, SureSigns VM8, V24E, VM4, VM6, VM8, Viridia, М3046А | 0.7lb |  |  |  | https://www.cablesandsensors.com/cdn/shop/products/C2585S0_grande.jpg?v=1571438518 | https://www.cablesandsensors.com/cdn/shop/products/C2385S0-C1_7e60ff04-058e-4fe7-967f-d4d6d0679ef9_grande.jpg?v=1571438518 | https://www.cablesandsensors.com/cdn/shop/products/C2385S0-C2_7db38418-7074-452b-94a1-c8bc20d59760_grande.jpg?v=1571438518 | [27 empty] | Brand Name |  | Type | Direct-Connect | Size |  | Color | Gray | Material | TPU Jacket | Dimensions |  | For Use With |  | Patient Size | Adult/Pediatric | Latex-Free/Latex | Latex-Free | Sterility | Non-Sterile | Standards | FDA, CE, ISO10993-1, 5, 10:2003E, TUV, RoHS Compliant | Connector Proximal | Snap | Number of Lead | 5 | Cable Length | 11ft | Connector Distal | Round, 12-pin Philips Connector | Lead Color Coding | AHA | Lead Cable Diameter | 2.6mm | Resistance | 1Kohm | [77 empty] | 1/Bag | Cable | ECG Cable | Adult ECG Cable | https://www.cablesandsensors.com/products/philips-compatible-direct-connect-ecg-cable-m1972a?variant=33804153992 | [5 empty] | Vinutha | ok | Found
SN598SN | Tenacore LLC | CAB-40826-TE |  | Philips |  | Leadwire Set | 3-Lead Grabber Direct-Connect Cable ECG Leadwire Set | [9 empty] | https://tenacore.com/cdn/shop/products/PhilipsCompatibleOnePieceECGCables_CAB-40826-TE.png?v=1666143492&width=1920 | [29 empty] | Brand Name |  | Type | Direct-Connect | Size |  | Color |  | Material |  | Dimensions |  | For Use With | For ECG Lead Set | Number of Lead | 3 | Connector Proximal | Grabber | [96 empty] | Cable | Direct-Connect Cable | [7 empty] | Vinutha | ok | Found
SN629SN | Tenacore LLC | CAB-90430-TE |  |  |  | ECG Cable | 1.3m L ECG Cable For GE CAM 14 Acquisition Module | [39 empty] | Brand Name |  | Type |  | Size |  | Color |  | Material |  | Dimensions |  | For Use With | For GE CAM 14 Acquisition Module | Length | 1.3m | [98 empty] | Cable | ECG Cable | [7 empty] | Vinutha | ok | Found
SN527SN | Universal Medical Resources Inc (UMRI) | CBL001531 |  |  |  | Bypass Cable | IPS Pressure Sensitive Device Bypass Cable | [39 empty] | Brand Name |  | Type | IPS Pressure Sensitive Device | Size |  | Color |  | Material |  | Dimensions |  | For Use With | [101 empty] | Bypass Cable | IPS Pressure Sensitive Device Bypass Cable | [7 empty] | Vinutha | ok | Not Found
SN474SN | Universal Medical Resources Inc (UMRI) | CBL001531-02 |  |  |  | Bypass Cable | IPS Pressure Sensitive Device Bypass Cable | [39 empty] | Brand Name |  | Type | IPS Pressure Sensitive Device | Size |  | Color |  | Material |  | Dimensions |  | For Use With | [101 empty] | Bypass Cable | IPS Pressure Sensitive Device Bypass Cable | [7 empty] | Vinutha | ok | Not Found
SN299SN | Integrity Biomedical Services | D3-90PA |  |  |  | Leadwire Set | 46cm L 3-Lead AAMI DIN Pinch Spacelabs Leadwire Set With ST | [39 empty] | Brand Name |  | Type |  | Size |  | Color |  | Material |  | Dimensions |  | For Use With |  | Connector Type | DIN Pinch | Cable Length | 46cm | Number Of Lead | 3 | Color Coding | AAMI | With | ST | [89 empty] | 1/Set | Leadwire Set | Spacelabs Leadwire Set | [7 empty] | Vinutha | ok | Not Found
SN300SN | Integrity Biomedical Services | D3-90SA |  |  |  | Leadwire Set | 46cm L 3-Lead Snap AAMI DIN Pinch ECG Spacelabs Leadwire Set With ST | [9 empty] | https://integritybiomed.com/wp-content/uploads/2022/07/3LeadSnap_D3-90SA.jpg | [29 empty] | Brand Name |  | Type | Unshielded. Snap | Size |  | Color |  | Material |  | Dimensions |  | For Use With |  | Connector Type | DIN Pinch | Cable Length | 46cm | Number Of Lead | 3 | Color Coding | AAMI | With | ST | Disposability | Reusable | [87 empty] | 1/Set | Leadwire Set | Spacelabs Leadwire Set |  | https://integritybiomed.com/spacelabs-accessories/ | [5 empty] | Vinutha | ok | Found
SN301SN | Integrity Biomedical Services | D5-90PA |  |  |  | Leadwire Set | 46cm L 5-Lead AAMI DIN Pinch Spacelabs Leadwire Set With ST | [39 empty] | Brand Name |  | Type |  | Size |  | Color |  | Material |  | Dimensions |  | For Use With |  | Connector Type | DIN Pinch | Cable Length | 46cm | Number Of Lead | 5 | Color Coding | AAMI | With | ST | [89 empty] | 1/Set | Leadwire Set | Spacelabs Leadwire Set | [7 empty] | Vinutha | ok | Not Found
SN484SN | Mac Medical Accessories & Cables | D5M-90S |  |  |  | Leadwire Set | 0.9m L 5-Lead Reusable Snap DIN Style ECG Leadwire Set |  |  | 12 Months |  |  | 0.54kg |  |  |  | https://www.macmedcable.com/cdn/shop/files/DINStyleReusableECGLeadWiresD5M-90S.jpg?v=1696862905&width=713 | https://www.macmedcable.com/cdn/shop/files/DINStyleReusableECGLeadWiresD5M-90S1.jpg?v=1696862905&width=713 | https://www.macmedcable.com/cdn/shop/files/DINStyleReusableECGLeadWiresD5M-90S2.jpg?v=1696862905&width=713 | [27 empty] | Brand Name |  | Type | ECG | Size |  | Color | Gray | Material | TPU Jacket | Dimensions |  | For Use With |  | Number of Lead | 5 | Disposability | Reusable | Latex-Free/Latex | Latex-Free | Sterility | Non-Sterile | Cable Diameter | 2.6mm | Cable Length | 0.9m | Connector Proximal | Snap | Connector Distal | DIN Style | [83 empty] | 1 Piece/Bag | Leadwire Set | Snap Leadwire Set |  | https://www.macmedcable.com/products/din-style-reusable-ecg-leadwires-d5m-90s?_pos=1&_sid=a86e83397&_ss=r | [5 empty] | Vinutha | Part Number Update | Found
SN361SN | Cables and Sensors (Magnifico Healthcare) | ECAM-GE14-S0 |  |  |  | Cable | 4mm dia x 4.5ft L Patient Cable EKG Trunk Cable |  |  | 6 Months |  | GE Healthcare - Marquette CAM 14, CASE, MAC 5000, MAC 5500, MAC 5500 HD | 0.7lb |  |  |  | https://www.cablesandsensors.com/cdn/shop/products/ECAM-GE14-S0_grande.jpg?v=1571438548 | https://www.cablesandsensors.com/cdn/shop/products/ECAM-GE14-S0-C2_grande.jpg?v=1571438548 | https://www.cablesandsensors.com/cdn/shop/products/ECAM-GE14-S0-C1_grande.jpg?v=1571438548 | [27 empty] | Brand Name |  | Type | Patient EKG Trunk | Size |  | Color | Gray | Material | TPU Jacket | Dimensions |  | For Use With |  | Patient Size | Adult | Latex-Free/Latex | Latex-Free | Sterility | Non-Sterile | Standards | FDA, CE, ISO10993-1, 5, 10:2003E, TUV, RoHS Compliant | Connector Proximal | 9-Pin Lemo Connector | Number of Lead |  | Cable Length | 4.5ft | Connector Distal | Flat, 4-pin Connector | Cable Diameter | 4 mm | [81 empty] | 1/Bag | Cable | Trunk Cable | EKG Trunk Cable | https://www.cablesandsensors.com/products/ge-healthcare-marquette-compatible-ekg-trunk-cable-2016560-001?variant=33805759048 | [5 empty] | Vinutha | ok | Found
SN563SN | Global Med Cables | ECGL-16335P-PH |  |  |  | Leadwire | 5-Lead Grabber ECG Leadwire For Philips Monitor | [39 empty] | Brand Name |  | Type | ECG | Size |  | Color |  | Material |  | Dimensions |  | For Use With | For Philips Monitor | Number of Lead | 5 | Connector Proximal | Grabber | [96 empty] | Leadwire | Grabber ECG Leadwire | [7 empty] | Vinutha | ok | Not Found
SN564SN | Global Med Cables | ECGT-15005L-PH |  |  |  | Cable | 5-Lead ECG Trunk Cable For Philips Monitor | [39 empty] | Brand Name |  | Type | ECG Trunk | Size |  | Color |  | Material |  | Dimensions |  | For Use With | For Philips Monitor | Number of Lead | 5 | [98 empty] | Cable | ECG Trunk Cable | [7 empty] | Vinutha | ok | Not Found
SN488SN | Global Med Cables | ECGT-30013L-PH |  |  |  | Cable | 2.7m L 3-Lead AAMI/IEC ECG Trunk Cable | [39 empty] | Brand Name |  | Type | ECG Trunk | Size |  | Color |  | Material |  | Dimensions |  | For Use With |  | Number of Lead | 3 | Cable Length | 2.7m | Color Coding | AAMI/IEC | [94 empty] | Cable | ECG Trunk Cable | [7 empty] | Vinutha | ok | Not Found
SN438SN | Cables and Sensors (Magnifico Healthcare) | F1882D0 |  |  |  | NIBP Cuff | 27cm L 10 to 19cm Infant Dual Tube Hose Reusable NIBP Cuff | [5 empty] | 0.7lb |  |  |  | https://www.cablesandsensors.com/cdn/shop/products/F1882D0-UM_grande.jpg?v=1677024695 | [29 empty] | Brand Name |  | Type |  | Size |  | Color | Gray | Material |  | Dimensions |  | For Use With |  | Patient Size | Infant | Latex-Free/Latex | Latex-Free | Sterility | Non-Sterile | Bladder Cuff Range | 10 to 19cm | Cuff Length | 27cm | Hose Inner Diameter | 4mm | Hose Outer Diameter | 8mm | Hose Length | 1ft | Disposability | Reusable | Hose Type | Dual Tube | [79 empty] | 1/Bag | NIBP Cuff | Reusable NIBP Cuff | Infant Dual Tube NIBP Cuff | https://www.cablesandsensors.com/products/reusable-nibp-cuff?variant=33805996232 | [5 empty] | Vinutha | ok | Found
SN512SN | Cables and Sensors (Magnifico Healthcare) | F1883D0 |  |  |  | NIBP Cuff | 20cm L 6 to 11cm Neonate Dual Tube Hose Reusable NIBP Cuff | [5 empty] | 0.7lb |  |  |  | https://www.cablesandsensors.com/cdn/shop/products/F1883D0-OT_grande.jpg?v=1677025190 | [29 empty] | Brand Name |  | Type |  | Size |  | Color | Blue | Material |  | Dimensions |  | For Use With |  | Patient Size | Neonate | Latex-Free/Latex | Latex-Free | Sterility | Non-Sterile | Bladder Cuff Range | 6 to 11cm | Cuff Length | 20cm | Hose Inner Diameter | 4mm | Hose Outer Diameter | 8mm | Hose Length | 1ft | Disposability | Reusable | Hose Type | Dual Tube | [79 empty] | 1/Bag | NIBP Cuff | Reusable NIBP Cuff | Neonate NIBP Cuff | https://www.cablesandsensors.com/products/reusable-nibp-cuff?variant=33806000200 | [5 empty] | Vinutha | ok | Found
SN303SN | Mercury Medical | FCZDC4902D |  |  |  | BP Cuff | Dual Tube Screw Connectors Infant BP Cuff | [39 empty] | Brand Name |  | Type | Dual Tube | Size |  | Color |  | Material |  | Dimensions |  | For Use With |  | Usage Age | Infant | Connector Type | Screw | [96 empty] | BP Cuff | Dual Tube BP Cuff | Infant BP Cuff | [6 empty] | Vinutha | ok | Not Found
SN304SN | Mercury Medical | FCZDC4902MQF |  |  |  | BP Cuff | Dual Tube Subminiature Connectors Infant BP Cuff | [39 empty] | Brand Name |  | Type | Dual Tube | Size |  | Color |  | Material |  | Dimensions |  | For Use With |  | Usage Age | Infant | Connector Type | Subminiature | [96 empty] | BP Cuff | Dual Tube BP Cuff | Infant BP Cuff | [6 empty] | Vinutha | ok | Not Found
SN305SN | Mercury Medical | FCZDC4902MQMF |  |  |  | BP Cuff | Dual Tube Infant BP Cuff | [39 empty] | Brand Name |  | Type | Dual Tube | Size |  | Color |  | Material |  | Dimensions |  | For Use With |  | Usage Age | Infant | [98 empty] | BP Cuff | Dual Tube BP Cuff | Infant BP Cuff | [6 empty] | Vinutha | ok | Not Found
SN306SN | Parker Medical | H1147P05 |  |  |  | Cable | 16mm dia x 14ft L 83-Pin GE 45 High Voltage Cable | [39 empty] | Brand Name |  | Type | High Voltage | Size |  | Color |  | Material |  | Dimensions |  | For Use With |  | Diameter | 16mm | Length | 14ft | Connector Type | 83-Pin GE 45 Standard | [94 empty] | Cable | High Voltage Cable | [7 empty] | Vinutha | ok | Not Found
SN478SN | Parker Medical | H1318 |  |  |  | Cable/Control Harness | High Voltage Cable/Control Harness For GE OEC 6800 Mini C-arm System | [39 empty] | Brand Name |  | Type | High Voltage | Size |  | Color |  | Material |  | Dimensions |  | For Use With | For GE OEC 6800 Mini C-arm System | [100 empty] | Cable/Control Harness | High Voltage Cable/Control Harness | [7 empty] | Vinutha | ok | Not Found
SN477SN | Parker Medical | H2354P05 |  |  |  | Cable | 30ft L Interconnect Cable For GE OEC 9800 C-Arm | [39 empty] | Brand Name |  | Type | Interconnect | Size |  | Color |  | Material |  | Dimensions |  | For Use With | For GE OEC 9800 C-Arm | Length | 30ft | [98 empty] | Cable | Interconnect Cable | [7 empty] | Vinutha | ok | Not Found
SN476SN | Parker Medical | H2354P06 |  |  |  | Cable | 40ft L Interconnect Cable For GE OEC 9800 C-Arm | [39 empty] | Brand Name |  | Type | Interconnect | Size |  | Color |  | Material |  | Dimensions |  | For Use With | For GE OEC 9800 C-Arm | Length | 40ft | [98 empty] | Cable | Interconnect Cable | [7 empty] | Vinutha | ok | Not Found
SN472SN | Parker Medical | H2390P02 |  |  |  | Cable | 40ft L Interconnect Cable For GE OEC 9900 C-Arm | [39 empty] | Brand Name |  | Type | Interconnect | Size |  | Color |  | Material |  | Dimensions |  | For Use With | For GE OEC 9900 C-Arm | Length | 30ft | [98 empty] | Cable | Interconnect Cable | [7 empty] | Vinutha | ok | Not Found
SN435SN | Parker Medical | H2521P02 |  |  |  | Cable/Control Harness | High Voltage Cable/Control Harness For GE OEC 9900 Super-C System | [39 empty] | Brand Name |  | Type |  | Size |  | Color |  | Material |  | Dimensions |  | For Use With | For GE OEC 9900 Super-C System | [100 empty] | Cable/Control Harness | High Voltage Cable/Control Harness | [7 empty] | Vinutha | ok | Not Found
SN458SN | Holden Battery Services | HBS-9600/9800-A |  |  |  | Battery Set | C-Arm Battery Set | [39 empty] | Brand Name |  | Type | C-Arm | Size |  | Color |  | Material |  | Dimensions |  | For Use With | [100 empty] | 2 Pieces | Battery Set | C-Arm Battery Set | [7 empty] | Vinutha | ok | Not Found
SN429SN | Holden Battery Services | HBS-9600/9800-B |  |  |  | Battery System | 12V 2.9Ah Sealed Lead Acid 2-Tray Battery System | [9 empty] | https://www.x-raybatteries.com/OEC-9600-9800.jpg | [16 empty] | Feature1: 2 Tray System with 12V 2.9Ah Sealed Lead Acid Maintenance Free batteries |  |  |  |  | Brand Name |  | Type | Sealed Lead Acid, 2-Tray | Size |  | Color |  | Material |  | Dimensions |  | For Use With |  | Voltage Rating | 12V | Capacity | 2.9Ah | [96 empty] | Battery System | 2-Tray Battery System | Sealed Lead Acid Battery System | [6 empty] | Vinutha | ok | Found
SN411SN | Holden Battery Services | HBS-BLAST |  |  |  | Battery Load Fixture | Battery Load Fixture | [39 empty] | Brand Name |  | Type |  | Size |  | Color |  | Material |  | Dimensions |  | For Use With | [101 empty] | Battery Load Fixture | [8 empty] | Vinutha | ok | Not Found
SN413SN | Cables and Sensors (Magnifico Healthcare) | L3-90P0 |  |  |  | Leadwire | 3-Lead Adult/Pediatric Pinch/Grabber DIN Style ECG Leadwire |  |  | 6 Months |  | Philips M3921A A1, M3923A A1, M3925A A1, M3927A A3, M3929A A3, iE33 xMatrix Ultrasound CX50 | 0.3lb |  |  |  | https://www.cablesandsensors.com/cdn/shop/products/L3-90P0_grande.jpg?v=1571438515 | https://www.cablesandsensors.com/cdn/shop/products/L3-90S0-C1_grande.jpg?v=1571438515 | [28 empty] | Brand Name |  | Type | ECG | Size |  | Color | Gray | Material | TPU Jacket | Dimensions |  | For Use With |  | Patient Size | Adult/Pediatric | Latex-Free/Latex | Latex-Free | Sterility | Non-Sterile | Standards | FDA, CE, ISO10993-1, 5, 10:2003E, TUV, RoHS Compliant | Connector Proximal | Pinch/Grabber | Number of Lead | 3 | Cable Length | 3ft | Connector Distal | DIN-Style | Lead Color Coding | AHA | Cable Diameter | 2.6mm | [79 empty] | 1/Bag | Leadwire | ECG Leadwire | DIN Style ECG Leadwire | https://www.cablesandsensors.com/products/din-style-compatible-ecg-leadwire?variant=33803798152 | [5 empty] | Vinutha | ok | Found
SN439SN | Cables and Sensors (Magnifico Healthcare) | L3-90S0 |  |  |  | Leadwire | 3-Lead Adult/Pediatric Snap DIN Style ECG Leadwire |  |  | 6 Months |  | Philips M3921A A1, M3923A A1, M3925A A1, M3927A A3, M3929A A3, iE33 xMatrix Ultrasound CX50 | 0.3lb |  |  |  | https://www.cablesandsensors.com/cdn/shop/products/L3-90S0_grande.jpg?v=1571438515 | https://www.cablesandsensors.com/cdn/shop/products/L3-90S0-C1_grande.jpg?v=1571438515 | [28 empty] | Brand Name |  | Type | ECG | Size |  | Color | Gray | Material | TPU Jacket | Dimensions |  | For Use With |  | Patient Size | Adult/Pediatric | Latex-Free/Latex | Latex-Free | Sterility | Non-Sterile | Standards | FDA, CE, ISO10993-1, 5, 10:2003E, TUV, RoHS Compliant | Connector Proximal | Snap | Number of Lead | 3 | Cable Length | 3ft | Connector Distal | DIN-Style | Lead Color Coding | AHA | Cable Diameter | 2.6mm | [79 empty] | 1/Bag | Leadwire | ECG Leadwire | DIN Style ECG Leadwire | https://www.cablesandsensors.com/products/din-style-compatible-ecg-leadwire?variant=33803794312 | [5 empty] | Vinutha | ok | Found
SN442SN | Cables and Sensors (Magnifico Healthcare) | L5-90P0 |  |  |  | Leadwire | 5-Lead Adult/Pediatric Pinch/Grabber DIN Style ECG Leadwire |  |  | 6 Months |  | Philips M3921A A1, M3923A A1, M3925A A1, M3927A A3, M3929A A3, iE33 xMatrix Ultrasound CX50 | 0.3lb |  |  |  | https://www.cablesandsensors.com/cdn/shop/products/L5-90P0_grande.jpg?v=1571438515 | https://www.cablesandsensors.com/cdn/shop/products/L3-90S0-C1_grande.jpg?v=1571438515 | [28 empty] | Brand Name |  | Type | ECG | Size |  | Color | Gray | Material | TPU Jacket | Dimensions |  | For Use With |  | Patient Size | Adult/Pediatric | Latex-Free/Latex | Latex-Free | Sterility | Non-Sterile | Standards | FDA, CE, ISO10993-1, 5, 10:2003E, TUV, RoHS Compliant | Connector Proximal | Pinch/Grabber | Number of Lead | 5 | Cable Length | 3ft | Connector Distal | DIN-Style | Lead Color Coding | AHA | Cable Diameter | 2.6mm | [79 empty] | 1/Bag | Leadwire | ECG Leadwire | DIN Style ECG Leadwire | https://www.cablesandsensors.com/products/din-style-compatible-ecg-leadwire?variant=33803805256 | [5 empty] | Vinutha | ok | Found
SN420SN | Cables and Sensors (Magnifico Healthcare) | L5-90S0 |  |  |  | Leadwire | 5-Lead Adult/Pediatric Snap DIN Style ECG Leadwire |  |  | 6 Months |  | Philips M3921A A1, M3923A A1, M3925A A1, M3927A A3, M3929A A3, iE33 xMatrix Ultrasound CX50 | 0.3lb |  |  |  | https://www.cablesandsensors.com/cdn/shop/products/L5-90S0_grande.jpg?v=1571438515 | https://www.cablesandsensors.com/cdn/shop/products/L3-90S0-C1_grande.jpg?v=1571438515 | [28 empty] | Brand Name |  | Type | ECG | Size |  | Color | Gray | Material | TPU Jacket | Dimensions |  | For Use With |  | Patient Size | Adult/Pediatric | Latex-Free/Latex | Latex-Free | Sterility | Non-Sterile | Standards | FDA, CE, ISO10993-1, 5, 10:2003E, TUV, RoHS Compliant | Connector Proximal | Snap | Number of Lead | 5 | Cable Length | 3ft | Connector Distal | DIN-Style | Lead Color Coding | AHA | Cable Diameter | 2.6mm | [79 empty] | 1/Bag | Leadwire | ECG Leadwire | DIN Style ECG Leadwire | https://www.cablesandsensors.com/products/din-style-compatible-ecg-leadwire?variant=33803804040 | [5 empty] | Vinutha | ok | Found
SN354SN | Cables and Sensors (Magnifico Healthcare) | LAB3-90P0 |  |  |  | Leadwire | 3-Lead Twin Pin Pinch/Grabber ECG Leadwire |  |  | 6 Months |  | Philips 43100A, 43110A, 43120A, 78352C, 78354A/C, 78354C, 78834A/B/C, 78834C, 862472, 862473, 862474, 862474 C3, 862475, 862478, 862479, 863064, 863065, 863066, 863068, Agilent, Agilent 50XM, C Series, C3, CX50, CodeMaster XL+, Codemaster XL, Envisor, HD11, HD11XE, HD15, HeartStart MRx, HeartStart XL, Heartstart, Heartstream, IE33, IntelliVue, IntelliVue MX800, M1001A, M1001B, M1002A, M1002B, M1165A, M1166A, M1167A, M1175A, M1177A, M1204A, M1205A, M1264A, M1275A Transport, M1276A, M1280A, M1722A, M1722B, M1723A, M1723B, M2, M2475B, M2601A, M3, M3000A, M3001A, M3002A MMS X2, M3535A, M3536A, M3921A A1, M3923A A1, M3925A A1, M3927A A3, M3929A A3, M4, M4735A, M8102A MP2, M8105A MP5, MP 20, MP 30, MP 40, MP 50, MP 60, MP 70, Merlin, SureSigns VM6, SureSigns VM8, V24, V24E, V26, VM4, VM6, Viridia, iE33 xMatrix Ultrasound CX50, iU22, М3046А | 0.3lb |  |  |  | https://www.cablesandsensors.com/cdn/shop/products/LAB3-90P0_grande.jpg?v=1602083976 | https://www.cablesandsensors.com/cdn/shop/products/LAB3-90S0-C1_grande.jpg?v=1602083976 | [28 empty] | Brand Name |  | Type | ECG | Size |  | Color | Gray | Material | TPU Jacket | Dimensions |  | For Use With |  | Patient Size | Adult/Pediatric | Latex-Free/Latex | Latex-Free | Sterility | Non-Sterile | Standards | FDA, CE, ISO10993-1, 5, 10:2003E, TUV, RoHS Compliant | Connector Proximal | Pinch/Grabber (individual) | Number of Lead | 3 | Cable Length | 3ft | Connector Distal | Twin Pin | Lead Color Coding | AHA | Cable Diameter | 2.6mm | [79 empty] | 1/Bag | Leadwire | ECG Leadwire | Twin Pin ECG Leadwire | https://www.cablesandsensors.com/products/philips-compatible-ecg-leadwire-m1605a?variant=33803826760 | [5 empty] | Vinutha | ok | Found
SN295SN | Cables and Sensors (Magnifico Healthcare) | LAB3-90S0 |  |  |  | Leadwire | 3-Lead Twin Pin Snap DIN Style ECG Leadwire |  |  | 6 Months |  | Philips 43100A, 43110A, 43120A, 78352C, 78354A/C, 78354C, 78834A/B/C, 78834C, 862472, 862473, 862474, 862474 C3, 862475, 862478, 862479, 863064, 863065, 863066, 863068, Agilent, Agilent 50XM, C Series, C3, CX50, CodeMaster XL+, Codemaster XL, Envisor, HD11, HD11XE, HD15, HeartStart MRx, HeartStart XL, Heartstart, Heartstream, IE33, IntelliVue, IntelliVue MX800, M1001A, M1001B, M1002A, M1002B, M1165A, M1166A, M1167A, M1175A, M1177A, M1204A, M1205A, M1264A, M1275A Transport, M1276A, M1280A, M1722A, M1722B, M1723A, M1723B, M2, M2475B, M2601A, M3, M3000A, M3001A, M3002A MMS X2, M3535A, M3536A, M3921A A1, M3923A A1, M3925A A1, M3927A A3, M3929A A3, M4, M4735A, M8102A MP2, M8105A MP5, MP 20, MP 30, MP 40, MP 50, MP 60, MP 70, Merlin, SureSigns VM6, SureSigns VM8, V24, V24E, V26, VM4, VM6, Viridia, iE33 xMatrix Ultrasound CX50, iU22, М3046А | 0.3lb |  |  |  | https://www.cablesandsensors.com/cdn/shop/products/LAB3-90S0_grande.jpg?v=1602083976 | https://www.cablesandsensors.com/cdn/shop/products/LAB3-90S0-C1_grande.jpg?v=1602083976 | [28 empty] | Brand Name |  | Type | ECG | Size |  | Color | Gray | Material | TPU Jacket | Dimensions |  | For Use With |  | Patient Size | Adult/Pediatric | Latex-Free/Latex | Latex-Free | Sterility | Non-Sterile | Standards | FDA, CE, ISO10993-1, 5, 10:2003E, TUV, RoHS Compliant | Connector Proximal | Snap (Individual) | Number of Lead | 3 | Cable Length | 3ft | Connector Distal | Twin Pin | Lead Color Coding | AHA | Cable Diameter | 2.6mm | [79 empty] | 1/Bag | Leadwire | ECG Leadwire | Twin Pin ECG Leadwire | https://www.cablesandsensors.com/products/philips-compatible-ecg-leadwire-m1605a?variant=33803814152 | [5 empty] | Vinutha | ok | Found
SN356SN | Cables and Sensors (Magnifico Healthcare) | LAB5-90P0 |  |  |  | Leadwire | 5-Lead Twin Pin Pinch/Grabber DIN Style ECG Leadwire |  |  | 6 Months |  | Philips 43100A, 43110A, 43120A, 78352C, 78354A/C, 78354C, 78834A/B/C, 78834C, 862472, 862473, 862474, 862474 C3, 862475, 862478, 862479, 863064, 863065, 863066, 863068, Agilent, Agilent 50XM, C Series, C3, CX50, CodeMaster XL+, Codemaster XL, Envisor, HD11, HD11XE, HD15, HeartStart MRx, HeartStart XL, Heartstart, Heartstream, IE33, IntelliVue, IntelliVue MX800, M1001A, M1001B, M1002A, M1002B, M1165A, M1166A, M1167A, M1175A, M1177A, M1204A, M1205A, M1264A, M1275A Transport, M1276A, M1280A, M1722A, M1722B, M1723A, M1723B, M2, M2475B, M2601A, M3, M3000A, M3001A, M3002A MMS X2, M3535A, M3536A, M3921A A1, M3923A A1, M3925A A1, M3927A A3, M3929A A3, M4, M4735A, M8102A MP2, M8105A MP5, MP 20, MP 30, MP 40, MP 50, MP 60, MP 70, Merlin, SureSigns VM6, SureSigns VM8, V24, V24E, V26, VM4, VM6, Viridia, iE33 xMatrix Ultrasound CX50, iU22, М3046А | 0.3lb |  |  |  | https://www.cablesandsensors.com/cdn/shop/products/LAB5-90P0_grande.jpg?v=1602083976 | https://www.cablesandsensors.com/cdn/shop/products/LAB5-90S0-C1_grande.jpg?v=1602083976 | [28 empty] | Brand Name |  | Type | ECG | Size |  | Color | Gray | Material | TPU Jacket | Dimensions |  | For Use With |  | Patient Size | Adult/Pediatric | Latex-Free/Latex | Latex-Free | Sterility | Non-Sterile | Standards | FDA, CE, ISO10993-1, 5, 10:2003E, TUV, RoHS Compliant | Connector Proximal | Pinch/Grabber (Individual) | Number of Lead | 5 | Cable Length | 3ft | Connector Distal | Twin Pin | Lead Color Coding | AHA | Cable Diameter | 2.6mm | [79 empty] | 1/Bag | Leadwire | ECG Leadwire | Twin Pin ECG Leadwire | https://www.cablesandsensors.com/products/philips-compatible-ecg-leadwire-m1605a?variant=33803828616 | [5 empty] | Vinutha | ok | Found
SN355SN | Cables and Sensors (Magnifico Healthcare) | LAB5-90S0 |  |  |  | Leadwire | 5-Lead Twin Pin Snap ECG Leadwire |  |  | 6 Months |  | Philips 43100A, 43110A, 43120A, 78352C, 78354A/C, 78354C, 78834A/B/C, 78834C, 862472, 862473, 862474, 862474 C3, 862475, 862478, 862479, 863064, 863065, 863066, 863068, Agilent, Agilent 50XM, C Series, C3, CX50, CodeMaster XL+, Codemaster XL, Envisor, HD11, HD11XE, HD15, HeartStart MRx, HeartStart XL, Heartstart, Heartstream, IE33, IntelliVue, IntelliVue MX800, M1001A, M1001B, M1002A, M1002B, M1165A, M1166A, M1167A, M1175A, M1177A, M1204A, M1205A, M1264A, M1275A Transport, M1276A, M1280A, M1722A, M1722B, M1723A, M1723B, M2, M2475B, M2601A, M3, M3000A, M3001A, M3002A MMS X2, M3535A, M3536A, M3921A A1, M3923A A1, M3925A A1, M3927A A3, M3929A A3, M4, M4735A, M8102A MP2, M8105A MP5, MP 20, MP 30, MP 40, MP 50, MP 60, MP 70, Merlin, SureSigns VM6, SureSigns VM8, V24, V24E, V26, VM4, VM6, Viridia, iE33 xMatrix Ultrasound CX50, iU22, М3046А | 0.3lb |  |  |  | https://www.cablesandsensors.com/cdn/shop/products/LAB5-90S0_grande.jpg?v=1602083976 | https://www.cablesandsensors.com/cdn/shop/products/LAB5-90S0-C1_grande.jpg?v=1602083976 | [28 empty] | Brand Name |  | Type | ECG | Size |  | Color | Gray | Material | TPU Jacket | Dimensions |  | For Use With |  | Patient Size | Adult/Pediatric | Latex-Free/Latex | Latex-Free | Sterility | Non-Sterile | Standards | FDA, CE, ISO10993-1, 5, 10:2003E, TUV, RoHS Compliant | Connector Proximal | Snap (Individual) | Number of Lead | 5 | Cable Length | 3ft | Connector Distal | Twin Pin | Lead Color Coding | AHA | Cable Diameter | 2.6mm | [79 empty] | 1/Bag | Leadwire | ECG Leadwire | Twin Pin ECG Leadwire | https://www.cablesandsensors.com/products/philips-compatible-ecg-leadwire-m1605a?variant=33803828424 | [5 empty] | Vinutha | ok | Found
SN359SN | Cables and Sensors (Magnifico Healthcare) | LP3-90S0 |  |  |  | Leadwire | 3-Lead Snap DIN Style Molded Lead ECG Leadwire |  |  | 6 Months |  | Philips 43100A, 43110A, 43120A, 78352C, 78354C, 78834C, 862474 C3, 867036, Affiniti 30, Affiniti 50, Affiniti 70, Affiniti CVx, Agilent, Agilent 50XM, CX50, EPIQ, EPIQ 7, Envisor, HD15, HeartStart MRx, Heartstart, IE33, IntelliVue, IntelliVue MX500, IntelliVue MX750, IntelliVue MX800, IntelliVue MX850, M1001A, M1002A, M1165A, M1166A, M1167A, M1175A, M1177A, M1204A, M1205A, M1264A, M1275A Transport, M1276A, M1280A, M1722A, M1722B, M1723A, M1723B, M2, M2475B, M2601A, M3, M3000A, M3001A, M4, M4735A, MMS X2, MP 20, MP 30, MP 50, MP 60, MP 70, SureSigns VM6, SureSigns VM8, V24E, VM4, VM6, VM8, Viridia, М3046А | 0.3lb |  |  |  | https://www.cablesandsensors.com/cdn/shop/products/LP3-90S0_grande.jpg?v=1707318474 | https://www.cablesandsensors.com/cdn/shop/products/LP3-90S0-C1_grande.jpg?v=1707318474 | [28 empty] | Brand Name |  | Type | ECG | Size |  | Color | Gray | Material | TPU Jacket | Dimensions |  | For Use With |  | Patient Size | Adult/Pediatric | Latex-Free/Latex | Latex-Free | Sterility | Non-Sterile | Standards | FDA, CE, ISO10993-1, 5, 10:2003E, TUV, RoHS Compliant | Connector Proximal | Snap | Number of Lead | 3 | Cable Length | 3ft | Connector Distal | DIN-Style, Molded Leads | Lead Color Coding | AHA | Cable Diameter | 2.6mm | [79 empty] | 1/Bag | Leadwire | ECG Leadwire | DIN Style ECG Leadwire | https://www.cablesandsensors.com/products/philips-compatible-ecg-leadwire-m1673a?variant=33803984712 | [5 empty] | Vinutha | ok | Found
SN360SN | Cables and Sensors (Magnifico Healthcare) | LPA5-90S0 |  |  |  | Leadwire | 5-Lead Snap DIN Style Molded Lead ECG Leadwire |  |  | 6 Months |  | Philips 43100A, 43110A, 43120A, 78352C, 78354C, 78834C, 862474 C3, 867036, Affiniti 30, Affiniti 50, Affiniti 70, Affiniti CVx, Agilent, Agilent 50XM, CX50, EPIQ, EPIQ 7, Envisor, HD15, HeartStart MRx, Heartstart, IE33, IntelliVue, IntelliVue MX500, IntelliVue MX750, IntelliVue MX800, IntelliVue MX850, M1001A, M1002A, M1165A, M1166A, M1167A, M1175A, M1177A, M1204A, M1205A, M1264A, M1275A Transport, M1276A, M1280A, M1722A, M1722B, M1723A, M1723B, M2, M2475B, M2601A, M3, M3000A, M3001A, M4, M4735A, MMS X2, MP 20, MP 30, MP 50, MP 60, MP 70, SureSigns VM6, SureSigns VM8, V24E, VM4, VM6, VM8, Viridia, М3046А | 0.3lb |  |  |  | https://www.cablesandsensors.com/cdn/shop/products/LPA5-90S0_grande.jpg?v=1707318474 | https://www.cablesandsensors.com/cdn/shop/products/LPA5-90S0-C1_grande.jpg?v=1571438516 | [28 empty] | Brand Name |  | Type | ECG | Size |  | Color | Gray | Material | TPU Jacket | Dimensions |  | For Use With |  | Patient Size | Adult/Pediatric | Latex-Free/Latex | Latex-Free | Sterility | Non-Sterile | Standards | FDA, CE, ISO10993-1, 5, 10:2003E, TUV, RoHS Compliant | Connector Proximal | Snap | Number of Lead | 5 | Cable Length | 3ft | Connector Distal | DIN-Style, Molded Leads | Lead Color Coding | AHA | Cable Diameter | 2.6mm | [79 empty] | 1/Bag | Leadwire | ECG Leadwire | DIN Style ECG Leadwire | https://www.cablesandsensors.com/products/philips-compatible-ecg-leadwire-m1673a?variant=33803987016 | [5 empty] | Vinutha | ok | Found
SN349SN | Cables and Sensors (Magnifico Healthcare) | LQ3-90P0 |  |  |  | Leadwire | 3-Lead Pinch/Grabber (Grouped) Multi-Link ECG Leadwire |  |  | 6 Months |  | GE Healthcare - Marquette ApexPro CH, Dash 1000, Dash 2000, Dash 2500, Dash 3000, Dash 4000, Dash 5000, Dash PRO 2000, Dash PRO 3000, Dash PRO 4000, E-PRESTN, Eagle, Eagle Systems, MAC-Lab, PDM Module, Responder 2000, Responder 3000, Solar 3000, Solar 8000, Solar 9500, Tram 100, Tram 200, Tram 300, Tram 400, Tram 451, Tram 500, Tram 600, Tram 800, Unity Systems | 0.3lb |  |  |  | https://www.cablesandsensors.com/cdn/shop/products/LQ3-90P0_grande.jpg?v=1571438515 | https://www.cablesandsensors.com/cdn/shop/products/LQ3-90S0-C1_grande.jpg?v=1571438515 | [28 empty] | Brand Name |  | Type | ECG | Size |  | Color | Gray | Material | TPU Jacket | Dimensions |  | For Use With |  | Patient Size | Adult/Pediatric | Latex-Free/Latex | Latex-Free | Sterility | Non-Sterile | Standards | FDA, CE, ISO10993-1, 5, 10:2003E, TUV, RoHS Compliant | Connector Proximal | Pinch/Grabber (Grouped) | Number of Lead | 3 | Cable Length | 3ft | Connector Distal | Multi-Link | Lead Color Coding | AHA | Cable Diameter | 2.6mm | [79 empty] | 1/Bag | Leadwire | ECG Leadwire | Multi-Link ECG Leadwire | https://www.cablesandsensors.com/products/ge-healthcare-marquette-compatible-ecg-leadwire-416467-004?variant=33803836872 | [5 empty] | Vinutha | ok | Found
SN357SN | Cables and Sensors (Magnifico Healthcare) | LQ3-90S0 |  |  |  | Leadwire | 3-Lead Snap (Grouped) Multi-Link ECG Leadwire |  |  | 6 Months |  | GE Healthcare - Marquette ApexPro CH, Dash 1000, Dash 2000, Dash 2500, Dash 3000, Dash 4000, Dash 5000, Dash PRO 2000, Dash PRO 3000, Dash PRO 4000, E-PRESTN, Eagle, Eagle Systems, MAC-Lab, PDM Module, Responder 2000, Responder 3000, Solar 3000, Solar 8000, Solar 9500, Tram 100, Tram 200, Tram 300, Tram 400, Tram 451, Tram 500, Tram 600, Tram 800, Unity Systems | 0.3lb |  |  |  | https://www.cablesandsensors.com/cdn/shop/products/LQ3-90S0_grande.jpg?v=1571438515 | https://www.cablesandsensors.com/cdn/shop/products/LQ3-90S0-C1_grande.jpg?v=1571438515 | [28 empty] | Brand Name |  | Type | ECG | Size |  | Color | Gray | Material | TPU Jacket | Dimensions |  | For Use With |  | Patient Size | Adult/Pediatric | Latex-Free/Latex | Latex-Free | Sterility | Non-Sterile | Standards | FDA, CE, ISO10993-1, 5, 10:2003E, TUV, RoHS Compliant | Connector Proximal | Snap (Grouped) | Number of Lead | 3 | Cable Length | 3ft | Connector Distal | Multi-Link | Lead Color Coding | AHA | Cable Diameter | 2.6mm | [79 empty] | 1/Bag | Leadwire | ECG Leadwire | Multi-Link ECG Leadwire | https://www.cablesandsensors.com/products/ge-healthcare-marquette-compatible-ecg-leadwire-416467-004?variant=33803829448 | [5 empty] | Vinutha | ok | Found
SN358SN | Cables and Sensors (Magnifico Healthcare) | LQ5-90S0 |  |  |  | Leadwire | 5-Lead Snap (Grouped) Multi-Link ECG Leadwire |  |  | 6 Months |  | GE Healthcare - Marquette ApexPro CH, Dash 1000, Dash 2000, Dash 2500, Dash 3000, Dash 4000, Dash 5000, Dash PRO 2000, Dash PRO 3000, Dash PRO 4000, E-PRESTN, Eagle, Eagle Systems, MAC-Lab, PDM Module, Responder 2000, Responder 3000, Solar 3000, Solar 8000, Solar 9500, Tram 100, Tram 200, Tram 300, Tram 400, Tram 451, Tram 500, Tram 600, Tram 800, Unity Systems | 0.3lb |  |  |  | https://www.cablesandsensors.com/cdn/shop/products/LQ5-90S0_grande.jpg?v=1571438515 | https://www.cablesandsensors.com/cdn/shop/products/LQ3-90S0-C1_grande.jpg?v=1571438515 | [28 empty] | Brand Name |  | Type | ECG | Size |  | Color | Gray | Material | TPU Jacket | Dimensions |  | For Use With |  | Patient Size | Adult/Pediatric | Latex-Free/Latex | Latex-Free | Sterility | Non-Sterile | Standards | FDA, CE, ISO10993-1, 5, 10:2003E, TUV, RoHS Compliant | Connector Proximal | Snap (Grouped) | Number of Lead | 5 | Cable Length | 3ft | Connector Distal | Multi-Link | Lead Color Coding | AHA | Cable Diameter | 2.6mm | [79 empty] | 1/Bag | Leadwire | ECG Leadwire | Multi-Link ECG Leadwire | https://www.cablesandsensors.com/products/ge-healthcare-marquette-compatible-ecg-leadwire-416467-004?variant=33803839816 | [5 empty] | Vinutha | ok | Found
SN366SN | Cables and Sensors (Magnifico Healthcare) | LQB10-AD0 |  |  |  | Leadwire | 10-Lead EKG Leadwire Without Adapters |  |  | 6 Months |  | GE Healthcare - Marquette CAM 14, CASE 8000, CASE P2, CASE Series, CardioSmart, CardioSoft, CardioSys, MAC 1000, MAC 1100, MAC 1200, MAC 1600, MAC 2000, MAC 3500, MAC 400, MAC 500, MAC 5000, MAC 5000ST, MAC 5500, MAC 5500 HD, MAC 600, MAC 800, MAC VU360, Microsmart M | 0.4lb |  |  |  | https://www.cablesandsensors.com/cdn/shop/products/LQB10-AD0_grande.jpg?v=1600198525 | https://www.cablesandsensors.com/cdn/shop/products/LQB10-AD0-C1_grande.jpg?v=1600198525 | [28 empty] | Brand Name |  | Type | EKG | Size |  | Color | Gray | Material | TPU Jacket | Dimensions |  | For Use With |  | Patient Size | Adult/Pediatric | Latex-Free/Latex | Latex-Free | Sterility | Non-Sterile | Standards | FDA, CE, ISO10993-1, 5, 10:2003E, TUV, RoHS Compliant | Connector Proximal | Without Adapters | Number of Lead | 10 | Connector Distal | Twin Pin, Straight, Individual Leads | [85 empty] | 1/Bag | Leadwire | EKG Leadwire | Leadwire Without Adapters | https://www.cablesandsensors.com/products/ge-healthcare-marquette-compatible-ekg-leadwire-420101-002?variant=33805319752 | [5 empty] | Vinutha | ok | Found
SN433SN | Cables and Sensors (Magnifico Healthcare) | LQB10-LP0 |  |  |  | Leadwire | 10-Lead Pinch/Grabber EKG Leadwire |  |  | 6 Months |  | GE Healthcare - Marquette CAM 14, CASE 8000, CASE P2, CASE Series, CardioSmart, CardioSoft, CardioSys, MAC 1000, MAC 1100, MAC 1200, MAC 1600, MAC 2000, MAC 3500, MAC 400, MAC 500, MAC 5000, MAC 5000ST, MAC 5500, MAC 5500 HD, MAC 600, MAC 800, MAC VU360, Microsmart M | 0.4lb |  |  |  | https://www.cablesandsensors.com/cdn/shop/products/LQB10-LP0_grande.jpg?v=1600198525 | https://www.cablesandsensors.com/cdn/shop/products/LQB10-AD0-C1_grande.jpg?v=1600198525 | [28 empty] | Brand Name |  | Type | EKG | Size |  | Color | Gray | Material | TPU Jacket | Dimensions |  | For Use With |  | Patient Size | Adult/Pediatric | Latex-Free/Latex | Latex-Free | Sterility | Non-Sterile | Standards | FDA, CE, ISO10993-1, 5, 10:2003E, TUV, RoHS Compliant | Connector Proximal | Pinch/Grabber | Number of Lead | 10 | Connector Distal | Twin Pin, Straight, Individual Leads | [85 empty] | 1/Bag | Leadwire | EKG Leadwire | Pinch/Grabber EKG Leadwire | https://www.cablesandsensors.com/products/ge-healthcare-marquette-compatible-ekg-leadwire-420101-002?variant=33805335112 | [5 empty] | Vinutha | ok | Found
SN441SN | Cables and Sensors (Magnifico Healthcare) | LQB14-AD0 |  |  |  | Leadwire | 14-Lead EKG Leadwire Without Adapters |  |  | 6 Months |  | GE Healthcare - Marquette CAM 14, CASE 8000, CASE P2, CASE Series, CardioSmart, CardioSoft, CardioSys, MAC 1000, MAC 1100, MAC 1200, MAC 1600, MAC 2000, MAC 3500, MAC 400, MAC 500, MAC 5000, MAC 5000ST, MAC 5500, MAC 5500 HD, MAC 600, MAC 800, MAC VU360, Microsmart M | 0.4lb |  |  |  | https://www.cablesandsensors.com/cdn/shop/products/LQB14-AD0_grande.jpg?v=1600198543 | https://www.cablesandsensors.com/cdn/shop/products/LQB10-AD0-C1_grande.jpg?v=1600198525 | [28 empty] | Brand Name |  | Type | EKG | Size |  | Color | Gray | Material | TPU Jacket | Dimensions |  | For Use With |  | Patient Size | Adult/Pediatric | Latex-Free/Latex | Latex-Free | Sterility | Non-Sterile | Standards | FDA, CE, ISO10993-1, 5, 10:2003E, TUV, RoHS Compliant | Connector Proximal | Without Adapters | Number of Lead | 14 | Connector Distal | Twin Pin, Straight, Individual Leads | [85 empty] | 1/Bag | Leadwire | EKG Leadwire | Leadwire Without Adapters | https://www.cablesandsensors.com/products/ge-healthcare-marquette-compatible-ekg-leadwire-420101-002?variant=33805331912 | [5 empty] | Vinutha | ok | Found
SN370SN | Cables and Sensors (Magnifico Healthcare) | LV5-90S0 |  |  |  | Leadwire | 5-Lead V2-V6 Snap (Grouped) ECG Leadwire |  |  | 6 Months |  | GE Healthcare - Marquette ApexPro CH, Dash 1000, Dash 2000, Dash 2500, Dash 3000, Dash 4000, Dash 5000, Dash PRO 2000, Dash PRO 3000, Dash PRO 4000, E-PRESTN, Eagle, Eagle Systems, MAC-Lab, PDM Module, Responder 2000, Responder 3000, Solar 3000, Solar 8000, Solar 9500, Tram 100, Tram 200, Tram 300, Tram 400, Tram 451, Tram 500, Tram 600, Tram 800, Unity Systems | 0.3lb |  |  |  | https://www.cablesandsensors.com/cdn/shop/products/LV5-90S0_grande.jpg?v=1571438515 | https://www.cablesandsensors.com/cdn/shop/products/LQ3-90S0-C2_grande.jpg?v=1571438515 | [28 empty] | Brand Name |  | Type | ECG | Size |  | Color | Gray | Material | TPU Jacket | Dimensions |  | For Use With |  | Patient Size | Adult/Pediatric | Latex-Free/Latex | Latex-Free | Sterility | Non-Sterile | Standards | FDA, CE, ISO10993-1, 5, 10:2003E, TUV, RoHS Compliant | Connector Proximal | V2-V6 Snap (Grouped) | Number of Lead | 5 | Cable Length | 3ft | Connector Distal | Multi-Link | Lead Color Coding | AHA | Cable Diameter | 2.6mm | [79 empty] | 1/Bag | Leadwire | ECG Leadwire | V2-V6 Snap ECG Leadwire | https://www.cablesandsensors.com/products/ge-healthcare-marquette-compatible-ecg-leadwire-416467-004?variant=33803844616 | [5 empty] | Vinutha | ok | Found
SN371SN | Cables and Sensors (Magnifico Healthcare) | LX3-90S0 |  |  |  | Leadwire | 3-Lead Snap Twin Pin ECG Leadwire |  |  | 6 Months |  | GE Healthcare - Marquette Dash 1000, Dash 2500, Dash 4000, Dash 5000, Dash PRO 2000, Dash PRO 3000, Dash PRO 4000, Eagle, MAC-Lab, PDM Module, Solar 3000, Solar 8000, Solar 9500, Tram 100, Tram 200, Tram 300, Tram 400, Tram 451, Tram 500, Tram 600, Tram 800, Unity Systems | 0.4lb |  |  |  | https://www.cablesandsensors.com/cdn/shop/products/LX3-90S0_grande.jpg?v=1626715110 | [29 empty] | Brand Name |  | Type | ECG | Size |  | Color | Gray | Material | TPU Jacket | Dimensions |  | For Use With |  | Patient Size | Adult/Pediatric | Latex-Free/Latex | Latex-Free | Sterility | Non-Sterile | Standards | FDA, CE, ISO10993-1, 5, 10:2003E, TUV, RoHS Compliant | Connector Proximal | Snap | Number of Lead | 3 | Cable Length | 3ft | Connector Distal | Twin Pin | Lead Color Coding | AHA | Cable Diameter | 2.6mm | [79 empty] | 1/Bag | Leadwire | ECG Leadwire | Twin Pin ECG Leadwire | https://www.cablesandsensors.com/products/datex-ohmeda-compatible-ecg-leadwire-545327-hel?variant=33803852232 | [5 empty] | Vinutha | ok | Found
SN468SN | Avante Health | NEAA6132 |  |  |  | Cable | 3-Lead 6-Pin Reusable Snap ECG Lead Cable | [9 empty] | https://storage.googleapis.com/avante/images/NEAA6132-2.jpg | [29 empty] | Brand Name |  | Type |  | Size |  | Color |  | Material |  | Dimensions |  | For Use With |  | Disposability | Reusable | Number of Lead | 3 | Monitor Pin Count | 6 Pin | ECG Connects With | Monitor Direct | Connector Proximal | Snap | [90 empty] | Cable | ECG Lead Cable |  | https://avantehs.com/s/14737 | [5 empty] | Vinutha | ok | Found
SN467SN | Avante Health | NEPH2131 |  |  |  | Leadwire | 3-Lead 12-Pin Reusable Grabber Clip Fixed ECG Leadwire |  | One Philips Compatible Fixed Ecg Lead Wire Set. The 3 Lead Wires Connect To Grabber Patient Electrode Clips. The 12 Pin Connector Connects Directly To Philips Patient Monitoring Equipment. | [7 empty] | https://storage.googleapis.com/avante/images/NEPH2131-2.jpg | [29 empty] | Brand Name |  | Type | ECG, Fixed | Size |  | Color |  | Material |  | Dimensions |  | For Use With |  | Disposability | Reusable | Sensor Pin Count | 12 Pin | Number of Lead | 3 Lead | ECG Connects With | Monitor Direct | Connector Proximal | Grabber | [90 empty] | Leadwire | ECG Leadwire |  | https://avantehs.com/s/14788 | [5 empty] | Vinutha | ok | Found
SN464SN | Avante Health | NEPH2151 |  |  |  | Leadwire | 5-Lead Reusable Grabber AAMI ECG Cable Leadwire |  | One Philips Compatible Fixed Ecg Lead Wire Set. The 5 Lead Wires Connect To Grabber Patient Electrode Clips. The 12 Pin Connector Connects Directly To Philips Patient Monitoring Equipment. | [7 empty] | https://storage.googleapis.com/avante/images/NEPH2151-2.jpg | [29 empty] | Brand Name |  | Type | ECG, Fixed, AAMI | Size |  | Color |  | Material |  | Dimensions |  | For Use With |  | Disposability | Reusable | Sensor Pin Count | 12 Pin | Number of Lead | 5 | ECG Connects With | Monitor Direct | Connector Proximal | Grabber | [90 empty] | Leadwire | ECG Leadwire |  | https://avantehs.com/s/14790 | [5 empty] | Vinutha | ok | Found
SN463SN | Avante Health | NLAA3131-N |  |  |  | Leadwire | 3-Lead Reusable Single Grabber ECG Leadwire | [9 empty] | https://storage.googleapis.com/avante/images/NLAA3131-N-2.jpg | [29 empty] | Brand Name |  | Type | ECG | Size |  | Color |  | Material |  | Dimensions |  | For Use With |  | Disposability | Reusable | Number of Lead | 3 Lead | ECG Connects With | Trunk Cable | Age Sizing | Neonate | Connector Proximal | Grabber | [90 empty] | Leadwire | ECG Leadwire |  | https://avantehs.com/s/14900 | [5 empty] | Vinutha | ok | Found
SN623SN | Avante Health | NLMQ1211-V |  |  |  | Leadwire | Multilink Grab Brown V AHA 51 Leadwire | [39 empty] | Brand Name |  | Type |  | Size |  | Color | Brown | Material |  | Dimensions |  | For Use With |  | Connector Distal | Multilink Grabber V AHA 51 | [98 empty] | Leadwire | V AHA 51 Leadwire | [7 empty] | Vinutha | ok | Not Found
SN465SN | Avante Health | NLPH3232-S |  |  |  | Leadwire | 3-Lead Reusable Dual Snap ECG Leadwire | [39 empty] | Brand Name |  | Type | ECG | Size |  | Color |  | Material |  | Dimensions |  | For Use With |  | Disposability | Reusable | Number of Lead | 3 Lead | ECG Connects With | Trunk Cable | Age Sizing | Pediatric/Adult | Connector Proximal | Snap | [90 empty] | Leadwire | ECG Leadwire |  | https://avantehs.com/s/15782 | [5 empty] | Vinutha | ok | Found
SN440SN | Cables and Sensors (Magnifico Healthcare) | TA-23400 |  |  |  | Trunk Cable | 3-Lead Gray Twin Pin Connector ECG Trunk Cable |  |  | 6 Months |  | Philips M3921A A1, M3923A A1, M3925A A1, M3927A A3, M3929A A3, iE33 xMatrix Ultrasound CX50, iU22 | 0.4lb |  |  |  | https://www.cablesandsensors.com/cdn/shop/products/TA-23400_grande.jpg?v=1571438547 | https://www.cablesandsensors.com/cdn/shop/products/T-23400-C1_2aff74e9-6b90-4627-9a0a-7e6a481c2c86_grande.jpg?v=1571438547 | https://www.cablesandsensors.com/cdn/shop/products/T-23400-C2_9c936597-c245-4938-bf2b-a8a6729950a8_grande.jpg?v=1571438547 | https://www.cablesandsensors.com/cdn/shop/products/TA-23850-C3_5334ab23-3af6-48c2-ab83-a202b491c37e_grande.jpg?v=1571438547 | [26 empty] | Brand Name |  | Type |  | Size |  | Color | Gray | Material | TPU Jacket | Dimensions |  | For Use With |  | Patient Size | Adult/Pediatric | Latex-Free/Latex | Latex-Free | Sterility | Non-Sterile | Standards | FDA, CE, ISO10993-1, 5, 10:2003E, TUV, RoHS Compliant | Connector Proximal | Twin Pin Connector | Number of Lead | 3 | Cable Length | 8ft | Connector Distal | Round, 45° angled, 6-pin Connector, Keyed | Lead Color Coding | AHA | Cable Diameter | 4mm | Trunk Cable Diameter | 5mm | [77 empty] | 1/Bag | Cable | Trunk Cable | ECG Trunk Cable | https://www.cablesandsensors.com/products/philips-compatible-ecg-trunk-cable-453561432691?variant=33805273224 | [5 empty] | Vinutha | ok | Found
SN296SN | Cables and Sensors (Magnifico Healthcare) | TA-23850 |  |  |  | Trunk Cable | 3-Lead Twin Pin Connector ECG Trunk Cable |  |  | 6 Months |  | Philips 43100A, 43110A, 43120A, 78352C, 78354A/C, 78354C, 78834A/B/C, 78834C, 862472, 862473, 862474, 862474 C3, 862475, 862478, 862479, 863064, 863065, 863066, 863068, Agilent, Agilent 50XM, C Series, C3, CX50, CodeMaster XL+, Codemaster XL, Envisor, HD11, HD11XE, HD15, HeartStart MRx, HeartStart XL, Heartstart, Heartstream, IE33, IntelliVue, IntelliVue MX400, IntelliVue MX450, IntelliVue MX500, IntelliVue MX550, IntelliVue MX600, IntelliVue MX700, IntelliVue MX800, M1001A, M1001B, M1002A, M1002B, M1165A, M1166A, M1167A, M1175A, M1177A, M1204A, M1205A, M1264A, M1275A Transport, M1276A, M1280A, M1722A, M1722B, M1723A, M1723B, M2, M2475B, M2601A, M3, M3000A, M3001A, M3002A MMS X2, M3535A, M3536A, M4, M4735A, M8102A MP2, M8105A MP5, MP 20, MP 30, MP 40, MP 50, MP 60, MP 70, Merlin, SureSigns VM6, SureSigns VM8, V24, V24E, V26, VM4, Viridia, М3046А | 0.4lb |  |  |  | https://www.cablesandsensors.com/cdn/shop/products/TA-23850_grande.jpg?v=1571438546 | https://www.cablesandsensors.com/cdn/shop/products/TA-23850-C1_grande.jpg?v=1571438546 | https://www.cablesandsensors.com/cdn/shop/products/TA-23850-C3_grande.jpg?v=1571438546 | https://www.cablesandsensors.com/cdn/shop/products/TA-23850-C2_grande.jpg?v=1571438546 | [26 empty] | Brand Name |  | Type |  | Size |  | Color | Gray | Material | TPU Jacket | Dimensions |  | For Use With |  | Patient Size | Adult/Pediatric | Latex-Free/Latex | Latex-Free | Sterility | Non-Sterile | Standards | FDA, CE, ISO10993-1, 5, 10:2003E, TUV, RoHS Compliant | Connector Proximal | Twin Pin Connector | Number of Lead | 3 | Cable Length | 8ft | Connector Distal | Round, 12-pin Connector, Keyed | Lead Color Coding | AHA | Cable Diameter | 4mm | Trunk Cable Diameter | 5mm | [77 empty] | 1/Bag | Cable | Trunk Cable | ECG Trunk Cable | https://www.cablesandsensors.com/products/philips-compatible-ecg-trunk-cable-m1500a?variant=33805140168 | [5 empty] | Vinutha | ok | Found
SN362SN | Cables and Sensors (Magnifico Healthcare) | TA-25850 |  |  |  | Trunk Cable | 5-Lead Molded Din Style ECG Trunk Cable |  |  | 6 Months |  | Philips 43100A, 43110A, 43120A, 78352C, 78354A/C, 78354C, 78834A/B/C, 78834C, 862472, 862473, 862474, 862474 C3, 862475, 862478, 862479, 863064, 863065, 863066, 863068, Agilent, Agilent 50XM, C Series, C3, CX50, CodeMaster XL+, Codemaster XL, Envisor, HD11, HD11XE, HD15, HeartStart MRx, HeartStart XL, Heartstart, Heartstream, IE33, IntelliVue, IntelliVue MX400, IntelliVue MX450, IntelliVue MX500, IntelliVue MX550, IntelliVue MX600, IntelliVue MX700, IntelliVue MX800, M1001A, M1001B, M1002A, M1002B, M1165A, M1166A, M1167A, M1175A, M1177A, M1204A, M1205A, M1264A, M1275A Transport, M1276A, M1280A, M1722A, M1722B, M1723A, M1723B, M2, M2475B, M2601A, M3, M3000A, M3001A, M3002A MMS X2, M3535A, M3536A, M4, M4735A, M8102A MP2, M8105A MP5, MP 20, MP 30, MP 40, MP 50, MP 60, MP 70, Merlin, SureSigns VM6, SureSigns VM8, V24, V24E, V26, VM4, Viridia, М3046А | 0.4lb |  |  |  | https://www.cablesandsensors.com/cdn/shop/products/TA-25850_grande.jpg?v=1571438546 | https://www.cablesandsensors.com/cdn/shop/products/TA-23850-C1_grande.jpg?v=1571438546 | https://www.cablesandsensors.com/cdn/shop/products/TA-25850-C2_grande.jpg?v=1571438546 | https://www.cablesandsensors.com/cdn/shop/products/TA-23850-C2_grande.jpg?v=1571438546 | [26 empty] | Brand Name |  | Type |  | Size |  | Color | Gray | Material | TPU Jacket | Dimensions |  | For Use With |  | Patient Size | Adult/Pediatric | Latex-Free/Latex | Latex-Free | Sterility | Non-Sterile | Standards | FDA, CE, ISO10993-1, 5, 10:2003E, TUV, RoHS Compliant | Connector Proximal | Molded Din Style | Number of Lead | 5 | Cable Length | 8ft | Connector Distal | Round, 12-pin Philips Connector | Lead Color Coding | AHA | Cable Diameter | 4mm | Trunk Cable Diameter | 5mm | [77 empty] | 1/Bag | Cable | Trunk Cable | ECG Trunk Cable | https://www.cablesandsensors.com/products/philips-compatible-ecg-trunk-cable-m1500a?variant=33805149960 | [5 empty] | Vinutha | ok | Found
SN297SN | Cables and Sensors (Magnifico Healthcare) | TP-23850 |  |  |  | Trunk Cable | 3-Lead Molded Din Style ECG Trunk Cable |  |  | 6 Months |  | Philips 43100A, 43110A, 43120A, 78352C, 78354A/C, 78354C, 78834A/B/C, 78834C, 862472, 862473, 862474, 862474 C3, 862475, 862478, 862479, 863064, 863065, 863066, 863068, Affiniti 30, Affiniti 50, Affiniti 70, Affiniti CVx, Agilent, Agilent 50XM, C Series, C3, CX50, EPIQ, Envisor, HD11, HD15, HeartStart MRx, HeartStart XL, Heartstart, Heartstream, IE33, IntelliVue, IntelliVue MX800, M1001A, M1001B, M1002A, M1002B, M1165A, M1166A, M1167A, M1175A, M1177A, M1204A, M1205A, M1264A, M1275A Transport, M1276A, M1280A, M1722A, M1722B, M1723A, M1723B, M2, M2475B, M2601A, M3, M3000A, M3001A, M3002A MMS X2, M3535A, M3536A, M4, M4735A, M8102A MP2, M8105A MP5, MP 20, MP 30, MP 50, MP 60, MP 70, Merlin, SureSigns VM6, SureSigns VM8, V24, V24E, V26, VM4, Viridia, М3046А | 0.4lb |  |  |  | https://www.cablesandsensors.com/cdn/shop/products/TP-23850_grande.jpg?v=1571438547 | https://www.cablesandsensors.com/cdn/shop/products/TP-23850-C1_grande.jpg?v=1571438547 | https://www.cablesandsensors.com/cdn/shop/products/TP-23850-C2_grande.jpg?v=1571438547 | https://www.cablesandsensors.com/cdn/shop/products/TP-23850-C3_grande.jpg?v=1571438547 | [26 empty] | Brand Name |  | Type |  | Size |  | Color | Gray | Material | TPU Jacket | Dimensions |  | For Use With |  | Patient Size | Adult/Pediatric | Latex-Free/Latex | Latex-Free | Sterility | Non-Sterile | Standards | FDA, CE, ISO10993-1, 5, 10:2003E, TUV, RoHS Compliant | Connector Proximal | Molded Din Style | Number of Lead | 3 | Cable Length | 8ft | Connector Distal | Round, 12-pin Philips Connector, Keyed | Lead Color Coding | AHA | Cable Diameter | 4mm | Trunk Cable Diameter | 5mm | [77 empty] | 1/Bag | Cable | Trunk Cable | ECG Trunk Cable | https://www.cablesandsensors.com/products/philips-compatible-ecg-trunk-cable-m1669a?variant=33805226696 | [5 empty] | Vinutha | ok | Found
SN540SN | USOC Medical | USOC1001CM |  |  |  | Cable | Cable For GE 420101-001 14 Leadwire ECG 14 System | [39 empty] | Brand Name |  | Type |  | Size |  | Color |  | Material |  | Dimensions |  | For Use With | For GE 420101-001 14 Leadwire ECG 14 System | [100 empty] | Cable | ECG 14 System Cable | [7 empty] | Vinutha | ok | Not Found
SN541SN | USOC Medical | USOC1002 |  |  |  | Cable | Cable For GE 420101-002 10 Leadwire ECG CAM 14 System | [39 empty] | Brand Name |  | Type |  | Size |  | Color |  | Material |  | Dimensions |  | For Use With | For GE 420101-002 10 Leadwire ECG CAM 14 System | [100 empty] | Cable | ECG CAM 14 System Cable | [7 empty] | Vinutha | ok | Not Found
SN519SN | USOC Medical | USOC1007 |  |  |  | Cable | 3-Lead ECG Trunk Cable For Philips M1669A, 989803145071, 989803170171 System | [39 empty] | Brand Name |  | Type | ECG Trunk | Size |  | Color |  | Material |  | Dimensions |  | For Use With | For Philips M1669A, 989803145071, 989803170171 System | Number of Lead | 3 | [98 empty] | Cable | ECG Trunk Cable | [7 empty] | Vinutha | ok | Not Found
SN542SN | USOC Medical | USOC100C |  |  |  | Cable | ECG Trunk Cable For Philips M1520A, M1560C System | [39 empty] | Brand Name |  | Type | ECG Trunk | Size |  | Color |  | Material |  | Dimensions |  | For Use With | For Philips M1520A, M1560C System | [100 empty] | Cable | ECG Trunk Cable | [7 empty] | Vinutha | ok | Not Found
SN544SN | USOC Medical | USOC101001 |  |  |  | Leadwire | 4ft L 14-Lead ECG Leadwire For GE 420101-001 System | [39 empty] | Brand Name |  | Type | ECG | Size |  | Color |  | Material |  | Dimensions |  | For Use With | For GE 420101-001 System | Number of Lead | 14 | Length | 4ft | [96 empty] | Leadwire | ECG Leadwire | [7 empty] | Vinutha | ok | Not Found
SN545SN | USOC Medical | USOC1019 |  |  |  | Cable | 3-Lead ECG Trunk Cable For Philips M1500A, 453561233921, M1510A, M1540C, 989803103811 System | [39 empty] | Brand Name |  | Type | ECG Trunk | Size |  | Color |  | Material |  | Dimensions |  | For Use With | For Philips M1500A, 453561233921, M1510A, M1540C, 989803103811 System | Number of Lead | 3 | [98 empty] | Cable | ECG Trunk Cable | [7 empty] | Vinutha | ok | Not Found
SN553SN | USOC Medical | USOC1043 |  |  |  | Leadwire | 3-Lead Snap ECG Leadwire For Philips M1673A, 989803145111, 989803133831 System | [39 empty] | Brand Name |  | Type | ECG | Size |  | Color |  | Material |  | Dimensions |  | For Use With | For Philips M1673A, 989803145111, 989803133831 System | Number of Lead | 3 | Connector Proximal | Snap | [96 empty] | Leadwire | Snap ECG Leadwire | [7 empty] | Vinutha | ok | Not Found
SN547SN | USOC Medical | USOC1067 |  |  |  | Leadwire | 5-Lead Leadwire For Philips M1623A, M1621A, 989803104541 System | [39 empty] | Brand Name |  | Type |  | Size |  | Color |  | Material |  | Dimensions |  | For Use With | For Philips M1623A, M1621A, 989803104541 System | Number of Lead | 5 | [98 empty] | Leadwire | [8 empty] | Vinutha | ok | Not Found
SN515SN | USOC Medical | USOC1067S |  |  |  | Leadwire | 3ft L 5-Lead AHA Style Snap ECG Leadwire Set For Philips M1625A, 989803104521 | [39 empty] | Brand Name |  | Type | ECG | Size |  | Color |  | Material |  | Dimensions |  | For Use With | For Philips M1625A, 989803104521 | Number of Lead | 5 | Length | 3ft | Connector Proximal | Snap | Connector Distal | AHA | [92 empty] | Leadwire | Snap ECG Leadwire Set | [7 empty] | Vinutha | ok | Not Found
SN548SN | USOC Medical | USOC108C |  |  |  | Leadwire | 5-Lead Grabber Leadwire For GE 412681-001 ApexPro CH Patient Monitoring Systems | [39 empty] | Brand Name |  | Type |  | Size |  | Color |  | Material |  | Dimensions |  | For Use With | For GE 412681-001 ApexPro CH Patient Monitoring Systems | Number of Lead | 5 | Connector Proximal | Grabber | [96 empty] | Leadwire | Grabber Leadwire | [7 empty] | Vinutha | ok | Not Found
SN550SN | USOC Medical | USOC109C |  |  |  | Leadwire | 3ft L 5-Lead Snap ECG Leadwire For Ge 411202-001 ApexPro Ch Patient Monitoring Systems | [39 empty] | Brand Name |  | Type | ECG | Size |  | Color |  | Material |  | Dimensions |  | For Use With | For Ge 411202-001 ApexPro Ch Patient Monitoring Systems | Number of Lead | 5 | Length | 3ft | Connector Proximal | Snap | [94 empty] | Leadwire | Snap ECG Leadwire | [7 empty] | Vinutha | ok | Not Found
SN539SN | USOC Medical | USOC1569 |  |  |  | Leadwire | 3-Lead Snap Leadwire For GE 416467-004, 411203-001, 411203-002 | [39 empty] | Brand Name |  | Type |  | Size |  | Color |  | Material |  | Dimensions |  | For Use With | For GE 416467-004, 411203-001, 411203-002 | Number of Lead | 3 | Connector Proximal | Snap | [96 empty] | Leadwire | Snap Leadwire | [7 empty] | Vinutha | ok | Not Found
SN552SN | USOC Medical | USOC1602 |  |  |  | Leadwire Set | 5-Lead ECG Snap Chest V2-V6 Leadwire Set For Philips M1602 | [39 empty] | Brand Name |  | Type | ECG | Size |  | Color |  | Material |  | Dimensions |  | For Use With | For Philips M1602 | Number of Lead | 5 | Connector Proximal | Snap | Chest Size | V2-V6 | [94 empty] | Leadwire Set | ECG Snap Chest V2-V6 Leadwire Set | [7 empty] | Vinutha | ok | Not Found
SN546SN | USOC Medical | USOC1953 |  |  |  | Leadwire | 3ft L 5-Lead Snap ECG Leadwire For Spacelabs 012-0285-00 | [39 empty] | Brand Name |  | Type | ECG | Size |  | Color |  | Material |  | Dimensions |  | For Use With | For Spacelabs 012-0285-00 | Number of Lead | 5 | Length | 3ft | Connector Proximal | Snap | [94 empty] | Leadwire | Snap ECG Leadwire | [7 empty] | Vinutha | ok | Not Found
SN549SN | USOC Medical | USOC1976A |  |  |  | Cable | 5-Lead ECG Leadet Cable For Philips M1976A, 989803125881 | [39 empty] | Brand Name |  | Type | ECG Leadset | Size |  | Color |  | Material |  | Dimensions |  | For Use With | For Philips M1976A, 989803125881 | Number of Lead | 5 | [98 empty] | Cable | ECG Leadet Cable | [7 empty] | Vinutha | ok | Not Found
SN551SN | USOC Medical | USOC200002 |  |  |  | Leadwire | 51in L 5-Lead Snap ECG Leadwire For GE 411200-002 | [39 empty] | Brand Name |  | Type | ECG | Size |  | Color |  | Material |  | Dimensions |  | For Use With | For GE 411200-002 | Number of Lead | 5 | Length | 51in | Connector Proximal | Snap | [94 empty] | Leadwire | Snap ECG Leadwire | [7 empty] | Vinutha | ok | Not Found
SN536SN | USOC Medical | USOC2016560001 |  |  |  | Trunk Cable | 4.5ft L ECG Trunk Cable For Cam14, Mac5000, 2016560-001, 700657-001, E9001yt GE | [39 empty] | Brand Name |  | Type | ECG | Size |  | Color |  | Material |  | Dimensions |  | For Use With | For Cam14, Mac5000, 2016560-001, 700657-001, E9001yt GE | Number of Lead |  | Length | 4.5ft | [96 empty] | Trunk Cable | ECG Trunk Cable | [7 empty] | Vinutha | ok | Not Found
SN537SN | USOC Medical | USOC412681005 |  |  |  | Leadwire | 5-Lead Multi-link Grabber AHA ECG Leadwire For GE System | [39 empty] | Brand Name |  | Type | ECG | Size |  | Color |  | Material |  | Dimensions |  | For Use With | For GE System | Number of Lead | 5 | Connector Proximal | Grabber | Connector Distal | Multi-link | Connector Distal | AHA | [92 empty] | Leadwire | Lead ECG Leadwire | Multi-link Grabber Leadwire | [6 empty] | Vinutha | ok | Not Found
SN538SN | USOC Medical | USOC545327HEL |  |  |  | Leadwire | 3-Lead Snap ECG Leadwire For 545327-hel Datex Ohmeda | [39 empty] | Brand Name |  | Type | ECG | Size |  | Color |  | Material |  | Dimensions |  | For Use With | For 545327-hel Datex Ohmeda | Number of Lead | 3 | Connector Proximal | Snap | [96 empty] | Leadwire | Snap ECG Leadwire | [7 empty] | Vinutha | ok | Not Found
SN480SN | USOC Medical | USOC8001CM |  |  |  | Adapter Set | 10-Lead ECG Banana Adapter Set For 900178-001 GE Cam 14 System | [39 empty] | Brand Name |  | Type | ECG Banana | Size |  | Color |  | Material |  | Dimensions |  | For Use With | For 900178-001 GE Cam 14 System | Number of Lead | 10 | [98 empty] | Adapter Set | ECG Banana Adapter Set | [7 empty] | Vinutha | ok | Not Found
SN543SN | USOC Medical | USOC8501 |  |  |  | Leadwire Set | 0.6m L 5-Lead AHA Din Style ECG Leadwire Set For 012-0285-01 System | [39 empty] | Brand Name |  | Type | ECG | Size |  | Color |  | Material |  | Dimensions |  | For Use With | For 012-0285-01 System | Number of Lead | 5 | Length | 0.6m | Connector Distal | AHA | Connector Distal | Din Style | [92 empty] | Leadwire Set | Din Style ECG Leadwire Set | [7 empty] | Vinutha | ok | Not Found
SN535SN | USOC Medical | USOCM1972A |  |  |  | Leadwire Set | 3-Lead Snap Direct-Connect ECG Leadwire Set For Philips M1972A | [39 empty] | Brand Name |  | Type | Direct-Connect ECG | Size |  | Color |  | Material |  | Dimensions |  | For Use With | For Philips M1972A | Number of Lead | 3 | Connector Proximal | Snap | [96 empty] | Leadwire Set | Snap Direct-Connect ECG Leadwire Set | ECG Leadwire Set | [6 empty] | Vinutha | ok | Not Found
SN403SN | Cables and Sensors (Magnifico Healthcare) | X-MQ-90PE0 |  |  |  | Leadwire | 4mm dia x 3ft L Multi-Link Pinch/Grabber Rl ECG Leadwire |  |  | 6 Months |  | GE Healthcare - Marquette CASE Series, Dash 1000, Dash 2000, Dash 2500, Dash 3000, Dash 4000, Dash 5000, Dash PRO 2000, Dash PRO 3000, Dash PRO 4000, Eagle, Eagle Systems, MAC-Lab, PDM Module, Responder 2000, Responder 3000, Solar 3000, Solar 8000, Solar 9500, Tram 100, Tram 200, Tram 300, Tram 400, Tram 451, Tram 500, Tram 600, Tram 800, Unity Systems | 0.4lb |  |  |  | https://www.cablesandsensors.com/cdn/shop/products/X-MQ-90PE_grande.jpg?v=1571438560 | https://www.cablesandsensors.com/cdn/shop/products/LQB10-AD0-C1_0b2b57ea-5f91-47a6-9aad-7b69e5afae32_grande.jpg?v=1571438560 | [28 empty] | Brand Name |  | Type | ECG | Size |  | Color | Gray | Material | TPU Jacket | Dimensions |  | For Use With |  | Patient Size | Adult/Pediatric | Latex-Free/Latex | Latex-Free | Sterility | Non-Sterile | Standards | FDA, CE, ISO10993-1, 5, 10:2003E, TUV, RoHS Compliant | Connector Proximal | Pinch/Grabber, RL | Cable Length | 3ft | Connector Distal | Multi-Link | Lead Color Coding | AHA | Cable Diameter | 4mm | [81 empty] | 1/Bag | Leadwire | ECG Leadwire | Multi-Link Leadwire | https://www.cablesandsensors.com/products/ge-healthcare-marquette-compatible-ecg-leadwire-412680-003?variant=40612383560 | [5 empty] | Vinutha | ok | Found
SN402SN | Cables and Sensors (Magnifico Healthcare) | X-MQ-90PF0 |  |  |  | Leadwire | 4mm dia x 3ft L Multi-Link Pinch/Grabber V-Lead ECG Leadwire |  |  | 6 Months |  | GE Healthcare - Marquette CASE Series, Dash 1000, Dash 2000, Dash 2500, Dash 3000, Dash 4000, Dash 5000, Dash PRO 2000, Dash PRO 3000, Dash PRO 4000, Eagle, Eagle Systems, MAC-Lab, PDM Module, Responder 2000, Responder 3000, Solar 3000, Solar 8000, Solar 9500, Tram 100, Tram 200, Tram 300, Tram 400, Tram 451, Tram 500, Tram 600, Tram 800, Unity Systems | 0.4lb |  |  |  | https://www.cablesandsensors.com/cdn/shop/products/X-MQ-90PF_grande.jpg?v=1571438560 | https://www.cablesandsensors.com/cdn/shop/products/LQB10-AD0-C1_0b2b57ea-5f91-47a6-9aad-7b69e5afae32_grande.jpg?v=1571438560 | [28 empty] | Brand Name |  | Type | ECG | Size |  | Color | Gray | Material | TPU Jacket | Dimensions |  | For Use With |  | Patient Size | Adult/Pediatric | Latex-Free/Latex | Latex-Free | Sterility | Non-Sterile | Standards | FDA, CE, ISO10993-1, 5, 10:2003E, TUV, RoHS Compliant | Connector Proximal | Pinch/Grabber, V-Lead | Cable Length | 3ft | Connector Distal | Multi-Link | Lead Color Coding | AHA | Cable Diameter | 4mm | [81 empty] | 1/Bag | Leadwire | ECG Leadwire | Multi-Link Leadwire | https://www.cablesandsensors.com/products/ge-healthcare-marquette-compatible-ecg-leadwire-412680-003?variant=40613031624 | [5 empty] | Vinutha | ok | Found
SN400SN | Cables and Sensors (Magnifico Healthcare) | X-MQ-90PK0 |  |  |  | Leadwire | 4mm dia x 3ft L Multi-Link Pinch/Grabber LA ECG Leadwire |  |  | 6 Months |  | GE Healthcare - Marquette CASE Series, Dash 1000, Dash 2000, Dash 2500, Dash 3000, Dash 4000, Dash 5000, Dash PRO 2000, Dash PRO 3000, Dash PRO 4000, Eagle, Eagle Systems, MAC-Lab, PDM Module, Responder 2000, Responder 3000, Solar 3000, Solar 8000, Solar 9500, Tram 100, Tram 200, Tram 300, Tram 400, Tram 451, Tram 500, Tram 600, Tram 800, Unity Systems | 0.4lb |  |  |  | https://www.cablesandsensors.com/cdn/shop/products/X-MQ-90PK_grande.jpg?v=1571438560 | https://www.cablesandsensors.com/cdn/shop/products/LQB10-AD0-C1_0b2b57ea-5f91-47a6-9aad-7b69e5afae32_grande.jpg?v=1571438560 | [28 empty] | Brand Name |  | Type | ECG | Size |  | Color | Gray | Material | TPU Jacket | Dimensions |  | For Use With |  | Patient Size | Adult/Pediatric | Latex-Free/Latex | Latex-Free | Sterility | Non-Sterile | Standards | FDA, CE, ISO10993-1, 5, 10:2003E, TUV, RoHS Compliant | Connector Proximal | Pinch/Grabber, LA | Cable Length | 3ft | Connector Distal | Multi-Link | Lead Color Coding | AHA | Cable Diameter | 4mm | [81 empty] | 1/Bag | Leadwire | ECG Leadwire | Multi-Link Leadwire | https://www.cablesandsensors.com/products/ge-healthcare-marquette-compatible-ecg-leadwire-412680-003?variant=40612912200 | [5 empty] | Vinutha | ok | Found
SN401SN | Cables and Sensors (Magnifico Healthcare) | X-MQ-90PW0 |  |  |  | Leadwire | 4mm dia x 3ft L Multi-Link Pinch/Grabber RA ECG Leadwire |  |  | 6 Months |  | GE Healthcare - Marquette CASE Series, Dash 1000, Dash 2000, Dash 2500, Dash 3000, Dash 4000, Dash 5000, Dash PRO 2000, Dash PRO 3000, Dash PRO 4000, Eagle, Eagle Systems, MAC-Lab, PDM Module, Responder 2000, Responder 3000, Solar 3000, Solar 8000, Solar 9500, Tram 100, Tram 200, Tram 300, Tram 400, Tram 451, Tram 500, Tram 600, Tram 800, Unity Systems | 0.4lb |  |  |  | https://www.cablesandsensors.com/cdn/shop/products/X-MQ-90PW_grande.jpg?v=1571438560 | https://www.cablesandsensors.com/cdn/shop/products/LQB10-AD0-C1_0b2b57ea-5f91-47a6-9aad-7b69e5afae32_grande.jpg?v=1571438560 | [28 empty] | Brand Name |  | Type | ECG | Size |  | Color | Gray | Material | TPU Jacket | Dimensions |  | For Use With |  | Patient Size | Adult/Pediatric | Latex-Free/Latex | Latex-Free | Sterility | Non-Sterile | Standards | FDA, CE, ISO10993-1, 5, 10:2003E, TUV, RoHS Compliant | Connector Proximal | Pinch/Grabber, RA | Cable Length | 3ft | Connector Distal | Multi-Link | Lead Color Coding | AHA | Cable Diameter | 4mm | [81 empty] | 1/Bag | Leadwire | ECG Leadwire | Multi-Link Leadwire | https://www.cablesandsensors.com/products/ge-healthcare-marquette-compatible-ecg-leadwire-412680-003?variant=40612861000 | [5 empty] | Vinutha | ok | Found
SN616SN | Holden Battery Services | XR-220AMX-22 |  |  |  | Assembly | Four Pack Power Sonic Battery Assembly | [39 empty] | Brand Name |  | Type | Four Pack Power Sonic, Battery | Size |  | Color |  | Material |  | Dimensions |  | For Use With | [101 empty] | Battery Assembly | Four Pack Power Sonic Battery Assembly | [7 empty] | Vinutha | ok | Not Found

## Quality Report
User Name | Matched Cells | Total Cells | Quality %
Vinutha | 3489 | 4231 | 82.46
Lakshmi | 3458 | 4206 | 82.22
Ashok | 3061 | 3676 | 83.27
Ranjitha | 2942 | 3298 | 89.21