## Production Completed
SoftNis ID | Manufacturer Name | Manufacturer Part Number | Model | Product Type | eCommerce Title (Series/Model + 1 or 2 Tech Data + Modifer with Noun) | Long Description | Product Overview | Warranty | Prop 65 | Model Fitment | Weight | Width | Height | Depth | Product Photo filename 1 | Product Photo filename 2 | Product Photo filename 3 | Product Photo filename 4 | Product Photo filename 5 | Product Photo filename 6 | Product Photo filename 7 | Product Photo filename 8 | Product Photo filename 9 | Product Photo filename 10 | Document filename 1 | Document filename 2 | Document filename 3 | Document filename 4 | Document filename 5 | Document filename 6 | Document filename 7 | Feature1 | Feature2 | Feature3 | Feature4 | Feature5 | Feature6 | Feature7 | Feature8 | Feature9 | Feature10 | Feature11 | Feature12 | Feature13 | Attribute Name | Attribute Value | Attribute Name | Attribute Value | Attribute Name | Attribute Value | Attribute Name | Attribute Value | Attribute Name | Attribute Value | Attribute Name | Attribute Value | Attribute Name | Attribute Value | Attribute Name | Attribute Value | Attribute Name | Attribute Value | Attribute Name | Attribute Value | Attribute Name | Attribute Value | Attribute Name | Attribute Value | Attribute Name | Attribute Value | Attribute Name | Attribute Value | Attribute Name | Attribute Value | Attribute Name | Attribute Value | Attribute Name | Attribute Value | Attribute Name | Attribute Value | Attribute Name | Attribute Value | Attribute Name | Attribute Value | Attribute Name | Attribute Value | Attribute Name | Attribute Value | Attribute Name | Attribute Value | Attribute Name | Attribute Value | Attribute Name | Attribute Value | Attribute Name | Attribute Value | Attribute Name | Attribute Value | Attribute Name | Attribute Value | Attribute Name | Attribute Value | Attribute Name | Attribute Value | Attribute Name | Attribute Value | Attribute Name | Attribute Value | Attribute Name | Attribute Value | Attribute Name | Attribute Value | Attribute Name | Attribute Value | Attribute Name | Attribute Value | Attribute Name | Attribute Value | Attribute Name | Attribute Value | Attribute Name | Attribute Value | Attribute Name | Attribute Value | Attribute Name | Attribute Value | Attribute Name | Attribute Value | Attribute Name | Attribute Value | Attribute Name | Attribute Value | Attribute Name | Attribute Value | Attribute Name | Attribute Value | Attribute Name | Attribute Value | Attribute Name | Attribute Value | Attribute Name | Attribute Value | Attribute Name | Attribute Value | Attribute Name | Attribute Value | Attribute Name | Attribute Value | Attribute Name | Attribute Value | Attribute Name | Attribute Value | Attribute Name | Attribute Value | Attribute Name | Attribute Value | Attribute Name | Attribute Value | Attribute Name | Attribute Value | Attribute Name | Attribute Value | Attribute Name | Attribute Value | Attribute Name | Attribute Value | Attribute Name | Attribute Value | Attribute Name | Attribute Value | Shipping Weight | Packaging | Keyword 1 | Keyword 2 | Keyword 3 | Manufacturer URL | Reference URL 1 | Reference URL 2 | Reference URL 3 | Reference URL 4 | User Name | Row Quality % | Right Values | Wrong Values | Error Report
HCPB11_1 | Carestream Health, Inc | 07046613 |  | Handle RM CPL | Polydoros Handle RM CPL For X-Ray |  |  |  |  | Quantum | [34 empty] | Brand Name |  | Type |  | Size |  | Color |  | Material | Polydoros | Dimensions |  | For Use With | For X-Ray | [114 empty] | Handle RM CPL | X-Ray Handle RM CPL |  |  | https://integritymedicalservice.com/carestream-parts/quantum-parts/7046613/ | https://www.novarium.net/vendita/marca/?cid=C080415639&brand=Siemens&um=D |  |  | Lakshmi_1 | 38.46 | 5 | 8
HCPB11_10 | Carestream Health, Inc |  |  | Logic Board | Logic Board |  |  |  |  | Quantum | [34 empty] | Brand Name |  | Type |  | Size |  | Color |  | Material |  | Dimensions |  | For Use With | [115 empty] | Logic Board |  |  |  | https://integritymedicalservice.com/carestream-parts/quantum-parts/AY40-006K/ |  |  |  | Lakshmi_1 | 71.43 | 5 | 2
HCPB11_100 | GE Healthcare | 2145832 |  | Interface Board | HEMRC Interface Board For Lightspeed RT Scanner | [9 empty] | https://services.gehealthcare.com/medias/2145832U-P1.jpg?context=bWFzdGVyfGltYWdlc3wxMTYzMDB8aW1hZ2UvanBlZ3xhVzFoWjJWekwyaG1aaTlvT0RZdk9EZ3lNVEk1T0RNek1UWTNPQzVxY0djfDZlZDc4MDlhN2I0NjNkN2IwZTllOWUzNDJlNzU3MTVhMjY0OGUzYTc4MWQyOWVhZmY0YzgyYzAwOWExZTk3OTM | [29 empty] | Brand Name |  | Type | HEMRC | Size |  | Color |  | Material |  | Dimensions |  | For Use With | For Lightspeed RT Scanner, HiSpeed Qxi | [114 empty] | Interface Board | HEMRC Interface Board |  | https://services.gehealthcare.com/gehcstorefront/p/2145832 | https://anaint.co/products/2145832-hemrc-interface-board-for-ge-ct-scanner | https://www.sigmedimaging.com/products/2145832-hemrc-interface-board-for-ge-ct-scanner |  |  | Ranjitha | 100 | 12 | 0
HCPB11_101 | GE Healthcare | 2147643 |  | Power Assist Handle | Intelligent Spot Film Device Left Power Assist Handle For Precision 500D System |  | This Intelligent Spot Film Device (ISFD) Power Assist Handle left assembly includes a two button switch assembly, a switch cover, and mounting hardware. The button switch assembly consists of 2 independent, normally open and double domed switches. The common of these switches are interconnected. The switch assembly is durable as it is tested to withstand perpendicularly applied forces upto 30 lbs to switch surface. The operating voltage of the switches are +24 VDC. This assembly is connected with a 14 cm long cable harness with a 4 position molex connector. This ISFD power assist handle can be used with Precision 500D systems. | [7 empty] | https://services.gehealthcare.com/medias/2147643-T1.jpg?context=bWFzdGVyfGltYWdlc3wzNTEzMDV8aW1hZ2UvanBlZ3xhVzFoWjJWekwyaGlOQzlvTVdZdk9EZzFOekEwTlRRMk56RTJOaTVxY0djfGE1MjAwNDc5MTcxMTVhYmM3ZTlhM2FlNDNmNDI5ZmI4YWY1Yjc3NzJjOTY2MjY4YjhlZmRlZmQxZmQ1NDkxMDQ | [16 empty] | Protected against rust/corrosion | Easy to recognize and operate | Good dimensional stability | Momentary type switch with tactile feedback | [9 empty] | Brand Name |  | Type | Intelligent Spot Film Device, Left | Size |  | Color |  | Material |  | Dimensions |  | For Use With | For Precision 500D System | [114 empty] | Power Assist Handle | Left Power Assist Handle | Intelligent Spot Film Device Power Assist Handle | https://services.gehealthcare.com/gehcstorefront/p/2147643 |  |  |  |  | Ranjitha | 100 | 16 | 0
HCPB11_102 | GE Healthcare | 2162554-8 |  | Alignment Light | 3 to 6V High Definition Video Dual Beam Laser Diode Alignment Light For Brivo 355 Scanner | [9 empty] | https://services.gehealthcare.com/medias/2162554-8-T1.jpg?context=bWFzdGVyfGltYWdlc3wyNDgxODN8aW1hZ2UvanBlZ3xhVzFoWjJWekwyaGtOeTlvTVdFdk9EZzFPRGcxTURNNU5ERTBNaTVxY0djfDdjNzI2NTM5MTVlY2RlOWIzYzAwNTAyZTRkMDAwMTNlZTFjZmUxZjQyYzUwMGRiODQ0OGU2NmY1M2RiM2FlYjU | [16 empty] | High quality laser diode | Easy to fix | Easy handling | Lightweight, aesthetic design | Smooth surface finish | Operating voltage rating 3-6 VDC regulated | Continuous wave laser operation | High strength and stiffness | Environmental contamination free - no latex material used | Complies to safety standards | Material tested to ASTM standards |  |  | Brand Name |  | Type | High Definition Video Dual Beam, Laser Diode | Size |  | Color |  | Material |  | Dimensions |  | For Use With | For Brivo 355, Optima 360 1.5T Scanner | Voltage | 3 to 6V | Operating Temperature Rating | -10 to 50°C | Standards | RoHS Compliant | [108 empty] | Alignment Light | High Definition Video Dual Beam Alignment Light | Laser Diode Alignment Light | https://services.gehealthcare.com/gehcstorefront/p/2162554-8 | https://directmedimaging.com/part/mri/ge/laser-diode-alignment-light-hdv-dual-beam-2162554-8/ |  |  |  | Ranjitha | 100 | 26 | 0
HCPB11_103 | GE Healthcare | 2182085 |  | SID Potentiometer | XT Overhead Tube Suspension Vertical Sid Potentiometer For Precision 500D System | [9 empty] | https://services.gehealthcare.com/medias/2182085.jpg?context=bWFzdGVyfGltYWdlc3w1NDY1NHxpbWFnZS9qcGVnfGFXMWhaMlZ6TDJnelppOW9OamN2T0Rnek1ETTJNall4TlRnek9DNXFjR2N8YzQ2YTQxNDc2Y2U1NmRiZTgzMGExZWNkOWM4NjQxNDU3NGI5MmJkMzRjNmZjOTNjODEwNTVkNGI2MDJjMTcwNg | [29 empty] | Brand Name |  | Type | XT Overhead Tube Suspension Vertical | Size |  | Color |  | Material |  | Dimensions |  | For Use With | For Precision 500D, Revolution XRd System | [114 empty] | SID Potentiometer | XT Overhead Tube Suspension Vertical SID Potentiometer |  | https://services.gehealthcare.com/gehcstorefront/p/2182085 | https://www.blockimaging.com/parts/2182085-ge-x-ray-xt-suspension-vertical-sid-pot-assembly |  |  |  | Ranjitha | 100 | 11 | 0
HCPB11_104 | GE Healthcare | 2192591 |  | Power Supply | 40V 500mAh Image Intensifier Power Supply For Precision 500D System |  | This microprocessor controlled High Voltage Power Supply (HVPS) is designed to drive the 40cm X-Ray Image intensifier which is an electronic device that converts the remnant beams into a visible image. This HVPS has 6 High Voltage Outputs with 1 photocathode output & a SUB-D type 15 pins male input connector. This power is compliant to regulatory requirements and is compatible to be used with GE's Precision 500D system. | [24 empty] | Microprocessor controlled | Durable & Long Life | Good Dimensional Stability | Compact Size & Light Weight | Wide range of operating temperature | Good output stability | Low Output Ripple | [6 empty] | Brand Name |  | Type | Image Intensifier | Size |  | Color |  | Material |  | Dimensions |  | For Use With | For Precision 500D System | Voltage | 40V | Capacity | 500mAh | [110 empty] | Power Supply | Image Intensifier Power Supply |  | https://services.gehealthcare.com/gehcstorefront/p/2192591 |  |  |  |  | Ranjitha | 100 | 19 | 0
HCPB11_105 | GE Healthcare | 2203332 |  | Assembly | Left Hand Motor Assembly For Precision 500D System | [9 empty] | https://services.gehealthcare.com/medias/2203332-P1.jpg?context=bWFzdGVyfGltYWdlc3w5MzQwNXxpbWFnZS9qcGVnfGFXMWhaMlZ6TDJneU5TOW9aR1F2T0RneU1EZzJNakU0T1RVNU9DNXFjR2N8NDY5OWE5MmNhNTUzYzU4MDYzYTgyNDVkMWFkOGUzYWY3Mzk2ZmFlYjZkYWYxMTYzMDY4ZTc4YTFkYTc4YjRlOQ | [29 empty] | Brand Name |  | Type | Left Hand, Motor | Size |  | Color |  | Material |  | Dimensions |  | For Use With | For Precision 500D System | [114 empty] | Motor Assembly | Left Hand Motor Assembly |  | https://services.gehealthcare.com/gehcstorefront/p/2203332 | https://uk.bimedis.com/ge-p-n-2203332-m92805 |  |  |  | Ranjitha | 100 | 11 | 0
HCPB11_106 | GE Healthcare | 2203422 |  | Wire Board | Left Hand Bucky Printed PWB Wire Board For Precision 500D System | [9 empty] | https://services.gehealthcare.com/medias/2203422-P1.jpg?context=bWFzdGVyfGltYWdlc3wxNDQxMDd8aW1hZ2UvanBlZ3xhVzFoWjJWekwyaGhPQzlvWkRZdk9EZ3lNRGcyTURFNU1EYzFNQzVxY0djfGYyYzczMjZiYzlhMjJmNDMyMzVjZGQ4YWQ5NTIwNWQwNmE3ODJkNzc3YWJjN2Q0NTRkY2Y3YzY5YjIwMmEzZjA | [29 empty] | Brand Name |  | Type | Left Hand, Bucky Printed PWB | Size |  | Color |  | Material |  | Dimensions |  | For Use With | For Precision 500D System | [114 empty] | Wire Board | Bucky Printed PWB Wire Board | Left Hand Wire Board | https://services.gehealthcare.com/gehcstorefront/p/2203422 | https://www.novarium.net/vendita/prodotto/?pid=14020701890606 |  |  |  | Ranjitha | 100 | 12 | 0
HCPB11_107 | GE Healthcare | 2205272 |  | Handle | Pressure Sensitivity Handle For Radiographic/Fluoroscopy Room | [9 empty] | https://services.gehealthcare.com/medias/2205272-T1.jpg?context=bWFzdGVyfGltYWdlc3wxNDU5NjN8aW1hZ2UvanBlZ3xhVzFoWjJWekwyZzVZUzlvWkRZdk9EZzFNelk1TkRJMU1UQXpPQzVxY0djfGQzMDhhZGJlOWNmMTA1Yjk2OTQ4NzIyZjFhMjI2OWNmYzAyZmE4ZmExYTA2NjBhNTY3MzgyNzVmMjliOGU5Y2E | [29 empty] | Brand Name |  | Type | Pressure Sensitivity | Size |  | Color |  | Material |  | Dimensions |  | For Use With | For Radiographic/Fluoroscopy Room, Renewal Part, Pressure Sensitivity | [114 empty] | Handle | Radiographic/Fluoroscopy Room Handle | Pressure Sensitivity Handle | https://services.gehealthcare.com/gehcstorefront/p/2205272 | https://www.blockimaging.com/parts/2205272-ge-r-f-room-rp-handle-assembly |  |  |  | Ranjitha | 100 | 12 | 0
HCPB11_108 | GE Healthcare | 2207478 |  | Cable | PVC TAV Cable For Brivo XR DR-F, Brivo 315 Scanner |  | This ribbon cable comprises of two 9 position-2 row connectors designated as J8 and TAV, connected using a highly flexible 28 AWG, 7X36 tinned stranded copper conductor cable which is protected using grey colored polyvinyl chloride jacket. This cable comes with the service tool of TAV1.5/SWP4.26 which is used in the GE's Computed Tomography (CT) systems. The connector contacts are of copper alloy with gold plating which offers good conductivity, heat protection, enhance durability and exceptional corrosion protection. This cable assembly comes with pre-labled information about the part number and connecting ends for ease of understanding. | [7 empty] | https://services.gehealthcare.com/medias/2207478-P1.jpg?context=bWFzdGVyfGltYWdlc3w4NDI3OHxpbWFnZS9qcGVnfGFXMWhaMlZ6TDJnMVpDOW9OVEV2T0RneU1qQTFNVEkwTWpBeE5DNXFjR2N8ZWRiNTg0ZmIxODQ3OWI1NTU4YmZmYzIxMzcxMTg5OGQ1NjU0ZmZjZGIzZDE4YzNmYWQ2NmI3NjczMGE3YjAxYw | [16 empty] | Flexible Stranded Ribbon Cable | Good Conductivity | Zippable Cable For Branching Or Discrete Termination | Polyvinyl Chloride Jacket | Wide Operating Temperature Range | Easy To Connect And Replace | Reliable Operation | [6 empty] | Brand Name |  | Type | TAV | Size |  | Color |  | Material | PVC | Dimensions |  | For Use With | For Branching Or Discrete Termination, Brivo XR DR-F, Brivo 315 Scanner | [114 empty] | Cable | TAV Cable |  | https://services.gehealthcare.com/gehcstorefront/p/2207478 | https://pmbiomedical.com/products/img_parts_tav-cables_36376 |  |  |  | Ranjitha | 100 | 20 | 0
HCPB11_109 | GE Healthcare | 2215674-2 |  | Capacitor Set | Lightweight Rotor Capacitor Set For Brivo 325, Brivo 315 Scanner | [9 empty] | https://services.gehealthcare.com/medias/2215674-2-T1.jpg?context=bWFzdGVyfGltYWdlc3wyNjI5OTd8aW1hZ2UvanBlZ3xhVzFoWjJWekwyZ3dZUzlvTkdFdk9EZzFNelk1TkRNeE5qVTNOQzVxY0djfDM2ZTdkNTkwODY3ZDQ5Yjg1ZGM5NGRiN2RhYmYwZmQyNjUxOTgwODAwNjQ1OGVjMzhjMjg3MzEyYzc1NTM0NGI | [16 empty] | Durable | Lightweight | Corrosion resistant | Easy to handle | Metalized polypropylene dielectric | Epoxy resin sealing | [7 empty] | Brand Name |  | Type | Lightweight | Size |  | Color |  | Material |  | Dimensions |  | For Use With | For Brivo 325, Brivo 315 Scanner | Standards | RoHS Compliant | [112 empty] | Capacitor Set | Lightweight Capacitor Set |  | https://services.gehealthcare.com/gehcstorefront/p/2215674-2 | https://www.mrictpart.com/ge-ct-scanner/2215674-2.html |  |  |  | Ranjitha | 100 | 18 | 0
HCPB11_11 | Carestream Health, Inc |  |  | Filament Control Board | Filament Control Board For X-Ray/Radiology |  |  |  |  | Quantum |  |  |  |  | https://i.ebayimg.com/images/g/Ju8AAOSwYbZk~K8M/s-l1600.webp | https://i.ebayimg.com/images/g/6WAAAOSwP9Nk~K8a/s-l1600.webp | https://i.ebayimg.com/images/g/5MMAAOSwTZpk~K9n/s-l1600.webp | [27 empty] | Brand Name |  | Type |  | Size |  | Color |  | Material |  | Dimensions |  | For Use With | For X-Ray/Radiology | [114 empty] | Control Board | Filament Control Board | X-Ray/Radiology Filament Control Board |  | https://www.novarium.net/vendita/prodotto/?pid=21012802902325 | https://www.ebay.com/itm/374924085008 |  |  | Lakshmi_1 | 78.57 | 11 | 3
HCPB11_110 | GE Healthcare | 2222564-30 |  | Water Chiller | Gradient Water Chiller For MRI Systems | [9 empty] | https://www.medicaloutfittersparts.com/web/image/product.product/10945/image_1024/%5B2222564-30%2C%20RC045J03BG0C011%5D%20GE%20MRI%20Gradient%20Water%20Chiller%2C%20PN%202222564-30%2C%20RC045J03BG0C011?unique=d975178 | https://www.medicaloutfittersparts.com/web/image/product.image/3272/image_1024/GE%20MRI%20Gradient%20Water%20Chiller%2C%20PN%202222564-30%2C%20RC045J03BG0C011?unique=27835cd | https://www.medicaloutfittersparts.com/web/image/product.image/3273/image_1024/GE%20MRI%20Gradient%20Water%20Chiller%2C%20PN%202222564-30%2C%20RC045J03BG0C011?unique=27835cd | [27 empty] | Brand Name |  | Type | Gradient | Size |  | Color |  | Material |  | Dimensions |  | For Use With | For Mri Systems | [114 empty] | Water Chiller | Gradient Water Chiller |  |  | https://www.medicaloutfittersparts.com/shop/2222564-30-rc045j03bg0c011-ge-mri-gradient-water-chiller-pn-2222564-30-rc045j03bg0c011-23712 | https://meditegic.com/2222564-30-gradient-chiller-for-ge-15t-mri/ |  |  | Ranjitha | 100 | 13 | 0
HCPB11_111 | GE Healthcare | 2253677 |  | Brush Tip | Signal Brush Tip For Optima 660, Revolution CT Scanner | [9 empty] | https://services.gehealthcare.com/medias/2253677.jpg?context=bWFzdGVyfGltYWdlc3w1OTY2NHxpbWFnZS9qcGVnfGFXMWhaMlZ6TDJneU15OW9ZMll2T0Rnek1ETTNNRFUzT0RRMk1pNXFjR2N8MTI3NjRmNGVkM2U2YzM1NmNlNDExMWE2OTM3N2JkMWMzMzVlNmJjYzdlN2UxM2FmMzM3M2MzM2ViZmRjZDU3Nw | [29 empty] | Brand Name |  | Type | Signal | Size |  | Color |  | Material |  | Dimensions |  | For Use With | For Optima 660, Revolution CT Scanner | [114 empty] | Brush Tip | Signal Brush Tip |  | https://services.gehealthcare.com/gehcstorefront/p/2253677 | https://www.blockimaging.com/parts/2253677-ge-ct-signal-brush-tip |  |  |  | Ranjitha | 100 | 11 | 0
HCPB11_112 | GE Healthcare | 2257207 |  | Power Supply | 24VDC 60W High Performance Switching Power Supply For Signa HD 3.0T X-Ray | [9 empty] | https://services.gehealthcare.com/medias/2257207-P1.jpg?context=bWFzdGVyfGltYWdlc3wxMjgzMDF8aW1hZ2UvanBlZ3xhVzFoWjJWekwyZ3hPUzlvT1RNdk9EZ3lNRGd6TkRVNU9EazBNaTVxY0djfGMyNjkxNjE0Y2Y3NzgxMTM4ODE0OGEwMmNiZGNiZTNiMGQ1YzhjZmFiNDdhZTM4ZWM0YTY0ZTc2YTFkMTUzMjg | [16 empty] | Universal input power supply | High performance | Has in-built EMI filters | Allows to fine-tune the output voltage | [9 empty] | Brand Name |  | Type | High Performance, Switching | Size |  | Color |  | Material |  | Dimensions |  | For Use With | For Discovery 750w GEM 3.-T, Signa HD 3.0T X-Ray | Voltage | 24VDC | Power Rating | 60W | Standards | RoHS Compliant | [108 empty] | Power Supply | Switching Power Supply | High Performance Power Supply | https://services.gehealthcare.com/gehcstorefront/p/2257207 | https://www.blockimaging.com/parts/2257207-ge-x-ray-lps65-24vdc-60w-switching-board-power-supply |  |  |  | Ranjitha | 100 | 19 | 0
HCPB11_113 | GE Healthcare | 2259298-18 |  | Power Supply | 24VDC 6.5A Panel Mount Power Supply For Revolution XRd, Definium 8000 System | [9 empty] | https://services.gehealthcare.com/medias/2259298-18-P1.jpg?context=bWFzdGVyfGltYWdlc3wxMDkxOTZ8aW1hZ2UvanBlZ3xhVzFoWjJWekwyZ3pNUzlvWTJFdk9EZ3lNRGd4TkRrd05UTTNOQzVxY0djfDRmMTFkZGM4NGViOTU0Yjc4ZDEzYWFiNjE0YjQxNjcyMTE0Mzc1OWFhOTU5NTExZjQ4N2JiNDAwZDcyOGFkMGQ | [16 empty] | AC input voltage range selectable by switch (90-132Vac, 180-264Vac) | Conforms to harmonic current IEC/EN 61000-3-2, Class A | High MTBF > 700,000 hrs as per Telcordia SR-332 | Fully regulated output | Adjustable output voltage | Over voltage/over load protection | With Mounting Bracket | Convection Cooling | Compact Size and Reliable |  |  |  |  | Brand Name |  | Type | Panel Mount | Size |  | Color |  | Material |  | Dimensions |  | For Use With | For Revolution XRd, Definium 8000 System | Voltage | 24VDC | Amperage | 6.5A | [110 empty] | Power Supply | Panel Mount Power Supply |  | https://services.gehealthcare.com/gehcstorefront/p/2259298-18 | https://www.blockimaging.com/parts/2259298-18-ge-x-ray-switch-power-supply |  |  |  | Ranjitha | 100 | 22 | 0
HCPB11_114 | GE Healthcare | 2259298-23 |  | Micro-Movement Switch | Silhouette Film Changer Micro-Movement Switch For X-Ray | [9 empty] | https://services.gehealthcare.com/medias/2259298-23-P.jpg?context=bWFzdGVyfGltYWdlc3w4ODA4NnxpbWFnZS9qcGVnfGFXMWhaMlZ6TDJnMU9TOW9NRE12T0RneU1EY3pNams0TlRNM05DNXFjR2N8NWYwZTA3ZGU0MzJmMTk0N2RiOTlhN2QxYWU1ZDEwZWZmM2FlOGRiMGRhOWUyMTZiMzY1OTU3ZTRlN2FiNTE2Nw | [16 empty] | Easy to connect and disconnect | Reliability is excellent | It’s has long life | Complies to UL 1054 | Compact and lightweight | [8 empty] | Brand Name |  | Type | Silhouette Film Changer | Size |  | Color |  | Material |  | Dimensions |  | For Use With | For X-Ray | Standards | RoHS Compliant | [112 empty] | Micro-Movement Switch | Silhouette Film Changer Micro-Movement Switch |  | https://services.gehealthcare.com/gehcstorefront/p/2259298-23 | https://www.blockimaging.com/parts/2259298-23-ge-x-ray-film-changer-micro-movement-switch |  |  |  | Ranjitha | 88.24 | 15 | 2
HCPB11_115 | GE Healthcare | 2259298-26 |  | Control Board | Silhouette Film Changer Table Logic Control Board For Revolution XRd System | [9 empty] | https://services.gehealthcare.com/medias/2259298-26-P1.jpg?context=bWFzdGVyfGltYWdlc3wzNDUzMTZ8aW1hZ2UvanBlZ3xhVzFoWjJWekwyZzVNQzlvWXpNdk9EZzNOemM0TXpBeU16WTBOaTVxY0djfDNhMmMxMDkxZGRlMWRlYWM3ODE2NmRiNmMwZTQ1NDhhNTY4ZTllYmEwZmQ3NDA2ZTMzYWIwZjYxYjQ3MmIzN2Y | [16 empty] | Can work efficiently in a wide temperature range | Good chemical resistance | Accurate and quick in responding | Protected and safe to use | Lead free soldering | [8 empty] | Brand Name |  | Type | Silhouette Film Changer | Size |  | Color |  | Material |  | Dimensions |  | For Use With | For Revolution XRd System | [114 empty] | Control Board | Silhouette Film Changer Control Board |  | https://services.gehealthcare.com/gehcstorefront/p/2259298-26 | https://www.shopmedparts.com/products/table-logic-control-board-2259298-26-ge?srsltid=AfmBOoo4DdRPfYlOiFEta1rEe7tRWTDjdr1XEVyxlseTkgNE_l-HB_gI | https://www.blockimaging.com/parts/2259298-26-ge-x-ray-table-logic-control-board |  |  | Ranjitha | 100 | 17 | 0
HCPB11_116 | GE Healthcare | 2259298-5 |  | Electro Magnetic Lock | Remote Operation Electro Magnetic Lock For Definium 8000 Detectors |  | The Electro Magnetic Locks are used to control and arrest the inherent movement of relatively movable members of the X-Ray apparatus. The electro magnetic locks are self-adjusting and are subject to remote control. The electro magnetic lock embodies a magnetic core surrounded by an energizing coil and have a flexible part which holds the apparatus. A source of electrical energy is connected to one end to energize the coil and polarize the magnet. The electro magnetic lock have sufficient power to provide positive magnetic locking action between the stationary and movable members of the apparatus. The lock is comprised of Iron core, coil, insulated washer, pin, insulated terminal, and soft pipe. The GE product is an innovation and technology which fits well into versatile customer needs. It is manufactured using high precision techniques which helps to achieve a good surface finish as well as good product consistency. The part is diligently designed for high performance and reliability. It is securely packaged inside a high quality packing box to avoid physical damage during transit and labelled with details about the product, Quality Assurance (QA) seal and shipment details. Every unit is shipped with its individual signed test report included in the package. The testing covers all internal components and external connections. | [7 empty] | https://services.gehealthcare.com/medias/2259298-5-P1.jpg?context=bWFzdGVyfGltYWdlc3w4MTczNHxpbWFnZS9qcGVnfGFXMWhaMlZ6TDJnME5DOW9Oek12T0RneU1EZ3lOVFF5TXprd01pNXFjR2N8NDFiY2Q2Njc4NzU1NzQ2YWQ4Mzg4N2ExZjczZWEwZjQ0Y2UwMTRiYjdhY2FiNTQ4ZWE4YmMxZWNlNDQ0M2Y2ZA | [16 empty] | Enough power of the Lock to hold many weights | Remote operation | Easy to install | Quick to operate | Suffers less damage from multiple blows | [8 empty] | Brand Name |  | Type | Remote Operation | Size |  | Color |  | Material |  | Dimensions |  | For Use With | For Revolution XRd, Definium 8000 System | Standards | RoHS Compliant | [112 empty] | Electro Magnetic Lock | Remote Operation Electro Magnetic Lock |  | https://services.gehealthcare.com/gehcstorefront/p/2259298-5 | https://innovative-radiology.com/parts/imaging-parts/sku/2259298-5.html |  |  |  | Ranjitha | 100 | 18 | 0
HCPB11_117 | GE Healthcare | 2259298-6 |  | Electro Magnetic Lock | Silhouette Film Changer Electro Magnetic Lock For X-Ray, Revolution XRd System |  | The Silhouette Film Changer Electro Magnetic Lock Assembly consists of a bracket assembly, a rectangle brake coil assembly, a RoHS compliant wire, a coil frame, a thin wall soft pipe, a core axle, a coil connecting axle, a pan head screw, a spring lock, a flat washer, a guide nut, a hexagonal nut and a brake plate assembly. These parts are assembled together to form the completed assembly. The Silhouette Film Changer Electro Magnetic Lock is used in the OTS carriage system to aid in fixing its position. When the lateral lock system button is pressed, power passes to the lateral lock unit and moves the lock rod backwards. This part is an electromagnetic type lock and remains activated when the power is off. This part also acts as a safety system for OTS carriage. | [7 empty] | https://services.gehealthcare.com/medias/2259298-6-T1.jpg?context=bWFzdGVyfGltYWdlc3wxNjA2Njd8aW1hZ2UvanBlZ3xhVzFoWjJWekwyZ3daaTlvTUdRdk9EZzFNelk1TkRjd09UYzVNQzVxY0djfDhjM2YzZmNlZTNlZTg5NDIzYzFiZTllMWY4ZTJjNTgyZTlmMjFiOGM4OWM2YWY4NjVkZWU5MDU0ZTRhMjgwYmE | [16 empty] | RoHS compliant | Made of high quality material | High safety protection | Electromagnetic technology | [9 empty] | Brand Name |  | Type | Silhouette Film Changer | Size |  | Color |  | Material |  | Dimensions |  | For Use With | For X-Ray, Revolution XRd System | [114 empty] | Electro Magnetic Lock | Revolution XRd System Electro Magnetic Lock | Silhouette Film Changer Lock | https://services.gehealthcare.com/gehcstorefront/p/2259298-6 | https://www.blockimaging.com/parts/2259298-6-ge-x-ray-silhouette-film-changer-electro-magnetic-lock |  |  |  | Ranjitha | 100 | 17 | 0
HCPB11_118 | GE Healthcare | 2259298-67 |  | Electro Magnetic Lock | Silhouette Film Changer Bucky Electro Magnetic Lock For X-Ray | [9 empty] | https://services.gehealthcare.com/medias/2259298-67-T1.jpg?context=bWFzdGVyfGltYWdlc3wxOTIwMjN8aW1hZ2UvanBlZ3xhVzFoWjJWekwyaGxOUzlvT0dJdk9EZzFORE15T1RFMk16Z3dOaTVxY0djfGY1YjJlZWI4NDliNWM3NjNiZTk2MGQ2NzcyNGFjODI0OTc5YjY0NTEzODFjYWRhYmE1MjI1ZGI3NDg2ZWM2Njg | [29 empty] | Brand Name |  | Type | Silhouette Film Changer | Size |  | Color |  | Material |  | Dimensions |  | For Use With | For X-Ray | [114 empty] | Electro Magnetic Lock | X-Ray Electro Magnetic Lock | Silhouette Film Changer Lock | https://services.gehealthcare.com/gehcstorefront/p/2259298-67 | https://www.blockimaging.com/parts/2259298-67-ge-x-ray-bucky-em-lock |  |  |  | Ranjitha | 83.33 | 10 | 2
HCPB11_119 | GE Healthcare | 2259981 | VAR RAD14 | Tube | VAR RAD14 54 x 90 Tube For Proteus XR/A Radiography Systems | [9 empty] | https://services.gehealthcare.com/medias/2259981-P1.jpg?context=bWFzdGVyfGltYWdlc3w3NjEwOHxpbWFnZS9qcGVnfGFXMWhaMlZ6TDJoaVlTOW9aalF2T0RneU1EYzFPVEUyTnpBd05pNXFjR2N8MTA0MmFlZDEzZTU2YzhkODg4OWIxNjYxM2IyNDBlMzQ1YzZjMzAxY2U3NzQzM2Q4ZTI1NDA1YzcwNmRmYTA0Zg | [29 empty] | Brand Name |  | Type |  | Size |  | Color |  | Material |  | Dimensions | 54 x 90 | For Use With | For Proteus XR/a Radiography Systems | Focal Spot Size | 0.6/1.2mm | [112 empty] | Tube | VAR Rad14 Tube For Proteus XR/a Radiography Systems Tube |  | https://services.gehealthcare.com/gehcstorefront/p/2259981 | https://www.medicaloutfittersparts.com/shop/2259981-rad-14-ge-proteus-x-ray-tube-var-rad14-0612-diameter-54-90-pn-2259981-25987 |  |  |  | Ranjitha | 85.71 | 12 | 2
HCPB11_12 | Carestream Health, Inc |  |  | Rotor Drive Board | Low Speed Rotor Drive Board For HF Series X-Ray Generator |  |  |  |  | Quantum | [34 empty] | Brand Name |  | Type | Low Speed | Size |  | Color |  | Material |  | Dimensions |  | For Use With | For HF Series X-Ray Generator | [114 empty] | Rotor Drive Board | Low Speed Rotor Drive Board | X-Ray Generator Rotor Drive Board |  | http://www.frankshospitalworkshop.com/equipment/documents/x-ray/service_manuals/Quantum%20Odyssey,%20Q-Vision%20X-Ray%20-%20Service%20manual.pdf |  |  |  | Lakshmi_1 | 81.82 | 9 | 2
HCPB11_120 | GE Healthcare | 2260427 |  | Coolant | Corrosion Protection Body Coil Coolant For MRI | [9 empty] | https://services.gehealthcare.com/medias/2260427-T1.jpg?context=bWFzdGVyfGltYWdlc3wyMDgzNDh8aW1hZ2UvanBlZ3xhVzFoWjJWekwyZzBOeTlvTlRZdk9EZzFNelk1TkRnME1EZzJNaTVxY0djfDY0OWM0ZjkxMDNlMjUxZGY4YzY1MWZkMjJkNzI5MzA2ZjRiMTFiMGI4NmQ3NTAwYzkwN2M0OTg5NDU0YTI2ZDU | [16 empty] | Chemical stability | Corrosion protection | Higher maximum operating temperature | Higher reserve alkalinity and greater thermal stability | Odorless | Excellent freeze without significant reduction in heat transfer performance | Low viscosity | [6 empty] | Brand Name |  | Type | Corrosion Protection, Body Coil | Size |  | Color |  | Material |  | Dimensions |  | For Use With | For MRI | [114 empty] | Coolant | Corrosion Protection Coolant | Body Coil Coolant | https://services.gehealthcare.com/gehcstorefront/p/2260427 | https://www.blockimaging.com/parts/2260427-ge-mri-body-coil-coolant | https://www.dotmed.com/listing/mri-accessories/ge/2260427/body-coil-coolant/3066463 |  |  | Ranjitha | 100 | 20 | 0
HCPB11_121 | GE Healthcare | 2269002 |  | Cable | 24m L 16mm dia High Voltage Cable For X-Ray, Precision 500D System | [9 empty] | https://services.gehealthcare.com/medias/2269002-T1.jpg?context=bWFzdGVyfGltYWdlc3wzMzY2MDh8aW1hZ2UvanBlZ3xhVzFoWjJWekwyaGlaUzlvTVRBdk9EZzFPVGd5TWpjNE5EVTBNaTVxY0djfDMzOTdjNjg5NTJmOGQxNzJiZWVhYjRmOGFmNzFjMTdhMTIzNmY5YjUyOTNmNTYzYzRhODlkZmY0MzNhOWFlMzM | [29 empty] | Brand Name |  | Type | High Voltage | Size |  | Color |  | Material |  | Dimensions |  | For Use With | For X-Ray, Precision 500D System | With | With Removable Flange | Length | 24m | Diameter | 16mm | [108 empty] | Cable | High Voltage Cable |  | https://services.gehealthcare.com/gehcstorefront/p/2269002 | https://www.blockimaging.com/parts/2269002-ge-x-ray-hv-cathode-cable |  |  |  | Ranjitha | 93.33 | 14 | 1
HCPB11_122 | GE Healthcare | 2270267-4 |  | Amplifier | GE4 Motion Control Amplifier For Revolution XRd, Definium 8000 System | [9 empty] | https://services.gehealthcare.com/medias/2270267-4-P1.jpg?context=bWFzdGVyfGltYWdlc3wyMTA4NzR8aW1hZ2UvanBlZ3xhVzFoWjJWekwyZzJOQzlvWVRBdk9EZzNORGMzTkRZNU1UZzNNQzVxY0djfGU1NzRhN2ViZjFmMDlhMWFjM2ZhZWZhN2M2ZWZmNmM4NWVmNTNkMzJjMDU5NTBiYTIzZTQzZTJhNTRkODdjOWM | [16 empty] | No preventive maintenance is required | Serviceability | Compact design | Reliable performance | [9 empty] | Brand Name |  | Type | GE4 Motion Control | Size |  | Color |  | Material |  | Dimensions |  | For Use With | For Revolution XRd, Definium 8000 System | [114 empty] | Amplifier | GE4 Motion Control Amplifier |  | https://services.gehealthcare.com/gehcstorefront/p/2270267-4 | https://www.blockimaging.com/parts/2270267-4-ge-r-f-room-motion-control-amplifier |  |  |  | Ranjitha | 100 | 15 | 0
HCPB11_123 | GE Healthcare | 2273991 |  | Control Board | Optics Control Board For Precision 500D System |  | The Optics Control Board combines the optical and copper paths on the same board. The copper paths are used to distribute the power and low speed data, whereas the optical paths are used to handle the high speed signals and data. The control board is the Optical Control Board (OCB) of the LEELOO CCD platform. The OCB software supports two types of MCU: MC68HC912D60 and MC68HC912D60A. The 68HC912D60 microcontroller unit (MCU) is a 16-bit device available in two package options, 80-pin QFP and 112-pin TQFP. The 68HC912D60 has a full 16-bit data paths throughout. The OCB software uses 60K flash EEPROM to store programs, 1K EEPROM to store the parameter database, ECT to accumulate AEC pulses, MSCAN to do CAN communication between OCB and SYSTEM, ATD0 to get the potentiometer voltage of IRIS, NDF, Rotation and One SCI to communicate with II power supply, and the other controlling ADCM. OCB uses the continuous potentiometer signals as feedback. OCB uses a temperature sensor to get the temperature around the board. If the temperature is too high (> 60.0° C), OCB will send a CAN message to alert system. This optical circuit board is used to reduce the surface area of the board by 20% and also reduce the number of layers of the board by 50%. | [7 empty] | https://services.gehealthcare.com/medias/2273991.jpg?context=bWFzdGVyfGltYWdlc3w3Mzc2NHxpbWFnZS9qcGVnfGFXMWhaMlZ6TDJnellpOW9aREV2T0Rnek1ETTNNalUwTkRVME1pNXFjR2N8MzU3MTJjNzVmMjYxNDhhMWFiNWE5YjQyMmM3NDk3YTg0ODRiY2YwN2ZlYmQ1YjlkMmRkZjgxY2M3ODU2MTgxNQ | [16 empty] | Consumes the lower power than electrical system | Handle low speed data and high speed signals | Compact | Reduce the surface area of board by 20% | Reduce the number of layers of board by 50% | ECT used to accumulate AEC pulses | ATD0 used to get potentiometer voltage of IRIS | 68HC912D60 / 68HC912D60A has an Enhanced Capture Timer module | Four input capture channels | Four 8-bit pulse accumulator | 16-bit modules down-counter with 4-bit prescaler | Four user selectable delay counters for input noise immunity increase |  | Brand Name |  | Type | Optics | Size |  | Color |  | Material |  | Dimensions |  | For Use With | For Precision 500D System | [114 empty] | Control Board | Optics Control Board |  | https://services.gehealthcare.com/gehcstorefront/p/2273991 | https://www.blockimaging.com/parts/2273991-ge-r-f-room-optics-control-board |  |  |  | Ranjitha | 100 | 24 | 0
HCPB11_124 | GE Healthcare | 2281087-2 |  | Phantom | Condor Flat Field Phantom For Definium 6000, Discovery XR656G2 System |  | The Condor Flat Field Phantom is used in the X-ray digital Rad room. The X-ray equipment is to be routinely checked for optimum imaging performance and appropriate radiation dosing. Phantoms are special pieces of imaging equipment that are often used for calibration and testing purposes. In radiology, phantoms are utilized to estimate radiation dose delivered to patients and evaluate the quality of imaging systems. They can also be used to conduct physics experiments. Hence, the material of the phantoms should closely mimic the human tissue, in particular, the radiological characteristics of the material must be similar to that of the tissue. The phantom is a sample material which is used to check the machines with all experiments before using with human beings to avoid risk. It is also used for the medical practitioners to get trained with the scanners and acquire knowledge about it. The material used to make the phantom is soft, highly reflective, non-toxic and has good mechanical stability. The Condor flat field phantom is used in X-ray machines like XR Definium 6000, XR Definium 8000, XR Discovery XR650, XR Discovery XR656, XR Optima XR646, Performa and Optima. | [7 empty] | https://services.gehealthcare.com/medias/2281087-2-P1.jpg?context=bWFzdGVyfGltYWdlc3w3MDcwN3xpbWFnZS9qcGVnfGFXMWhaMlZ6TDJnNU9DOW9NVEF2T0RneU1EZ3lOVGcwT1RnNE5pNXFjR2N8ZGZiYTYxY2M5YjIyMDRiM2Y5OGRjN2Q2YTFiZTkxMjkxNWY3ODZhODVlNjg3ZDE4ODU0Zjg1ZDZjNzJiYmU0Mg | [16 empty] | Soft and ductile | High reflectivity | Lightweight | Good corrosion resistance | Non-toxic | Excellent workability | High thermal conductivity | Easy to install | Easily portable |  |  |  |  | Brand Name |  | Type | Condor Flat Field | Size |  | Color |  | Material |  | Dimensions |  | For Use With | For Definium 6000, Discovery XR656G2 System | Standards | RoHS Compliant | [112 empty] | Phantom | Condor Flat Field Phantom |  | https://services.gehealthcare.com/gehcstorefront/p/2281087-2 | https://pmbiomedical.com/products/img_parts_condor-flat-field-phantom-2281087-2_34010 |  |  |  | Ranjitha | 100 | 22 | 0
HCPB11_125 | GE Healthcare | 2286434-3 |  | Coolant Kit | Distilled Coolix Water Coolant Kit For Discovery IGS 530 System | [9 empty] | https://services.gehealthcare.com/medias/2286434-3-P1.jpg?context=bWFzdGVyfGltYWdlc3wyNzkzMzd8aW1hZ2UvanBlZ3xhVzFoWjJWekwyZzNPQzlvTVdZdk9EZzNOemc0TWpJeE1qTTRNaTVxY0djfGY1ZjMwY2I2MDkxMzhiNGM5NzVmNTJmNWJiYWFlODY2YTEzNjQ4ZTkxN2VkZDAzODk4NzM2MmU5MDAxMzU4MDY | [16 empty] | Good structural design | Made of quality material | Good corrosion resistance | [10 empty] | Brand Name |  | Type | Coolix Water | Size |  | Color |  | Material |  | Dimensions |  | For Use With | For Discovery IGS 520, Discovery IGS 530 System | Standards | ASTM-D1193 Type II | [112 empty] | Coolant Kit | Coolix Water Coolant Kit |  | https://services.gehealthcare.com/gehcstorefront/p/2286434-3 | https://www.cna-medical.com/product-p/2286434-3.htm |  |  |  | Ranjitha | 100 | 15 | 0
HCPB11_126 | GE Healthcare | 2288705 |  | Handle | Bucky Handle For Proteus XR/A Radiographic System | [9 empty] | https://services.gehealthcare.com/medias/2288705-P1.jpg?context=bWFzdGVyfGltYWdlc3w3NTY3NHxpbWFnZS9qcGVnfGFXMWhaMlZ6TDJoa1pTOW9OR1V2T0RneU1EYzFPVFE1TkRZNE5pNXFjR2N8OGE0MjZkZWM3YTE0MTFmMWJjZTNkNmY1ZmFiNWRhMWJkMDgxOTI2MGY2MmU3YjljZDNhODZhNWZlMzM0MjNiZQ | [16 empty] | Reliable and durable | Does not contain any internal sharp edges, scratches and notches | Allows smooth and steady movement of the Bucky | Strong and hard | RoHS compliant | [8 empty] | Brand Name |  | Type | Bucky | Size |  | Color |  | Material |  | Dimensions |  | For Use With | For Proteus XR/A Radiographic System | [114 empty] | Handle | Bucky Handle |  | https://services.gehealthcare.com/gehcstorefront/p/2288705 | https://parts.multi-inc.com/part/2288705 |  |  |  | Ranjitha | 94.12 | 16 | 1
HCPB11_127 | GE Healthcare | 2288706 |  | Handle Button | Bucky Handle Button For Proteus XR/A Radiographic System | [9 empty] | https://services.gehealthcare.com/medias/2288706-P1.jpg?context=bWFzdGVyfGltYWdlc3w3NzM5NnxpbWFnZS9qcGVnfGFXMWhaMlZ6TDJneVlpOW9aREl2T0RneU1EZ3hOVEl6TXpBMU5DNXFjR2N8NzQ5ZTYxZmM3MTM4N2Y1ZDkzNzgxN2VlZWZmNGJhODVmZWY0MzQ5MjNmMjA0MmNlMmEyOWNkYjZmYWYwN2U1ZQ | [29 empty] | Brand Name |  | Type | Bucky | Size |  | Color |  | Material |  | Dimensions |  | For Use With | For Proteus XR/A Radiographic System | [114 empty] | Handle Button | Bucky Handle Button |  | https://services.gehealthcare.com/gehcstorefront/p/2288706 | https://in.bimedis.com/ge-p-n-2288706-m107610/refurbished |  |  |  | Ranjitha | 91.67 | 11 | 1
HCPB11_128 | GE Healthcare | 2295553 |  | Battery | Battery For UPS, Mammography | [9 empty] | https://services.gehealthcare.com/medias/2295553.jpg?context=bWFzdGVyfGltYWdlc3w1OTc0MnxpbWFnZS9qcGVnfGFXMWhaMlZ6TDJnMk1pOW9OemN2T0RnME1EazBOVEV6T1RjME1pNXFjR2N8YzQwMTM1OGE1ZjNmNmVmZjVlNjU0ZTViZTE0NDZmNmZjMDY2NThjMzg1ZmFhYTAyYWNhNmNkOGRmMTExMDU5ZA | [16 empty] | High quality UPS battery | High tensile and impact strength | Provides battery back-up power | Compact size and leak proof | Extended service life and reliable | [8 empty] | Brand Name |  | Type |  | Size |  | Color |  | Material |  | Dimensions |  | For Use With | For UPS, Mammography, Senographe Essential | [114 empty] | Battery | Battery For UPS, Mammography Battery |  | https://services.gehealthcare.com/gehcstorefront/p/2295553 | https://www.blockimaging.com/parts/2295553-ge-mammography-ups-battery |  |  |  | Ranjitha | 87.5 | 14 | 2
HCPB11_129 | GE Healthcare | 2296818 | T3455DK | Assembly | T3455DK Detector Module Assembly For Discovery ST, Discovery ST (8 Slice) System | [9 empty] | https://services.gehealthcare.com/medias/2296818.jpg?context=bWFzdGVyfGltYWdlc3w1ODA2NHxpbWFnZS9qcGVnfGFXMWhaMlZ6TDJneE15OW9OMkl2T0Rnek1UY3lNekV4TURRek1DNXFjR2N8MDM5NTI1YWEyODBmMjE1NzVmZTkxMTA5OTNlOGIwYjNiZDY4NDQ0NGEzOWUzNDU5ZWU0YmQ2ZGYwOTA4NzJjMQ | [16 empty] | Field Replaceable Unit (FRU) | Reliable, durable and highly advanced | Complies with IEC601 and UL2601 standards | [10 empty] | Brand Name |  | Type | Detector Module | Size |  | Color |  | Material |  | Dimensions |  | For Use With | For Discovery ST, Discovery ST (8 Slice) System | [114 empty] | Detector Module Assembly | Detector Module Detector Module Assembly |  | https://services.gehealthcare.com/gehcstorefront/p/2296818 | https://www.blockimaging.com/parts/2296818-ge-molecular-imaging-bgo-6x6-detector-module-assembly |  |  |  | Ranjitha | 100 | 15 | 0
HCPB11_13 | Carestream Health, Inc |  |  | Drive Board | HSS Drive Board For X-Ray Generator |  |  |  |  | Quantum |  |  |  |  | https://www.medicaloutfittersparts.com/web/image/product.product/14017/image_1024/%5BAY40-036S%5D%20Carestream%20X-Ray%20Generator%20HSS%20Drive%20Board%20A20A2%2C%20PN%20AY40-036S?unique=b934330 | https://www.medicaloutfittersparts.com/web/image/product.image/4686/image_1024/Carestream%20X-Ray%20Generator%20HSS%20Drive%20Board%20A20A2%2C%20PN%20AY40-036S?unique=b934330 | https://www.medicaloutfittersparts.com/web/image/product.image/4687/image_1024/Carestream%20X-Ray%20Generator%20HSS%20Drive%20Board%20A20A2%2C%20PN%20AY40-036S?unique=b934330 | [27 empty] | Brand Name |  | Type | HSS | Size |  | Color |  | Material |  | Dimensions |  | For Use With | For X-Ray Generator | [114 empty] | Drive Board | HSS Drive Board | X-Ray Generator HSS Drive Board |  | https://www.medicaloutfittersparts.com/shop/ay40-036s-carestream-x-ray-generator-hss-drive-board-a20a2-pn-ay40-036s-26784 | https://www.ebay.com/itm/374924071276 |  |  | Lakshmi_1 | 86.67 | 13 | 2
HCPB11_130 | GE Healthcare | 2300278 |  | Hard Drive | 20.4GB MDA Integrated Drive Electronics Hard Drive With Software Version 4.11 | [9 empty] | https://services.gehealthcare.com/medias/2300278.jpg?context=bWFzdGVyfGltYWdlc3w1NTgxNHxpbWFnZS9qcGVnfGFXMWhaMlZ6TDJnMFlpOW9aVGd2T0RnME1EazBOVFV3TURFNU1DNXFjR2N8ZmQ1ZmIwMTNmMGRjMDIyYmEzYWZhOTYyMzQ2MzhlNGU0OTFhOTNjOGQyNGEzNjQ5OGZhMTI4ODMwOGE1YzY1Mw | [29 empty] | Brand Name |  | Type | MDA, Integrated Drive Electronics | Size |  | Color |  | Material |  | Dimensions |  | For Use With |  | Capacity | 20.4GB | With | With Software Version 4.11 | [110 empty] | Hard Drive | Integrated Drive Electronics Hard Drive | MDA Hard Drive | https://services.gehealthcare.com/gehcstorefront/p/2300278 | https://www.dotmed.com/listing/c-arm/ge/stenoscop-mda/2300278/2633199 |  |  |  | Ranjitha | 100 | 13 | 0
HCPB11_131 | GE Healthcare | 2316325 |  | Assembly | High Brightness Wallstand Angulation Lock Assembly For Revolution XRd System | [9 empty] | https://services.gehealthcare.com/medias/2316325-T1.jpg?context=bWFzdGVyfGltYWdlc3wxNjk4NzV8aW1hZ2UvanBlZ3xhVzFoWjJWekwyZzNOUzlvTlRJdk9EZzFNelk1TlRBd05EY3dNaTVxY0djfGI1N2EzMjNhZTQyYjBjNzZiZjEzZTVkYTJlYzI5MWJjN2U0OTRlZDBkOGRhMzRlMzJmODAwYzBiMWIxZjAyYTQ | [29 empty] | Brand Name |  | Type | High Brightness, Wallstand, Angulation Lock | Size |  | Color |  | Material |  | Dimensions |  | For Use With | For Definium 8000, Revolution XRd System | [114 empty] | Lock Assembly | Angulation Lock Lock Assembly | High Brightness High Brightness, Wallstand, | https://services.gehealthcare.com/gehcstorefront/p/2316325 | https://www.blockimaging.com/parts/2316325-ge-x-ray-high-brightness-wallstand-angulation-lock-assembly |  |  |  | Ranjitha | 100 | 12 | 0
HCPB11_132 | GE Healthcare | 2318808-2 |  | Connector | 0.050in 150-Pin Flex To PCB Interposer Connector With Guide Pins |  | The Connector comes as a part of the Computed Tomography (CT), a computerized process of obtaining images or scanning the body parts by means of X-Rays. It is used for imaging method diagnosis using X-Rays. A stream of electrons produced by X-Ray tube is accelerated to specific velocity by an external high-voltage supply and collide with the target anode in the tube. The beam formed is focused on the patient, and X-Rays emerging from the patient carry the image information which can be stored in a film. The device, collimator, is provided to narrow the rays such that a parallel beam of rays is created which are aligned in a direction. In other words, it filters the rays. It formats the X-Ray beam, by limiting its geometrical extension and influencing on its filtration. The connector is of 150-Pin. The interposer is an electrical interface routing used to spread a connection to Printed Circuit Board (PCB). The guide pins are provided along with the assembly. It comes as a part of the CT device like 600 CT devices. | [7 empty] | https://services.gehealthcare.com/medias/2318808-2-P1.jpg?context=bWFzdGVyfGltYWdlc3w3MzcwN3xpbWFnZS9qcGVnfGFXMWhaMlZ6TDJnell5OW9OV012T0RneU1EZ3hOems0TlRVMk5pNXFjR2N8NTU0YWMzZDRkYTg4NGQ3M2Y2ZGZjMjhiZTJmMTkwNmRkZThiMmNlMmYyMzBkMTJjYTJmZjI5MjdiMjQ3ZDE1NA | [16 empty] | Enhanced corrosion resistance | Aesthetic in appearance | Strong and ductile | Durable and reliable | Safe packaging provided to prevent damage due to shifting or rubbing during transit | [8 empty] | Brand Name |  | Type | Flex To PCB, Interposer | Size | 0.050in | Color |  | Material |  | Dimensions |  | For Use With |  | Number Of Pin | 150 | With | With Guide Pins | Standards | RoHS Compliant | [108 empty] | Connector | Interposer Connector | Flex To PCB Connector | https://services.gehealthcare.com/gehcstorefront/p/2318808-2 | https://www.dev.w7global.com/part/2318808-2 |  |  |  | Ranjitha | 100 | 21 | 0
HCPB11_133 | GE Healthcare | 2334456 |  | Assembly | 12VDC 10.2A Power Supply Assembly For Lightspeed RT, Lightspeed 16 Scanner |  | This assembly consists of an AC-DC power supply with its mechanical case and input-output cables. The power supply is a linear power supply with output voltage of 12 Volts. The assembly uses high quality components to meet applicable standards for reliable operation. It provides safe and efficient power without power loss or leakages. It provides a steady and clean power during surges or fluctuations. This power supply comes with built-in overload and short circuit protection. This Linear power supply is approved to domestic and international regulatory standards, and is CE Marked to the Low Voltage Directive (LVD). The assembly uses high quality components to meet the applicable standards for reliable operation. The case of this power supply is made up of Aluminum Alloy which offers high corrosion resistance and strength. The cables attached with the power supply are AC input cable with 2 pin connector, 12 VDC output cable with 3 pin connector and 12 volt current share pigtail with 2 pin connector. The cables are marked for easy identification. | [7 empty] | https://services.gehealthcare.com/medias/2334456.jpg?context=bWFzdGVyfGltYWdlc3w3MDcwOXxpbWFnZS9qcGVnfGFXMWhaMlZ6TDJnd015OW9NbU12T0Rnek1UY3lOakkxTmpFMU9DNXFjR2N8MDViZWJjMWIzODIzMGRiZTI2OGJhMDMxZTNiYmE2YTE1Y2UwZWUyY2E4ZmE2YWJjZGE2NmYxZGRjNDJkZGNmMw | [16 empty] | RoHS compatible for all six substances | Worldwide AC Input Capabilities: 100/120/220/230/240 VAC | ±0.05% Output Regulation | Low Output Ripple | Mean Time Before Failure (MTBF) in Excess of 300,000 Hours | CE marked to Low Voltage Directive | 100% Burn-In | [6 empty] | Brand Name |  | Type | Power Supply | Size |  | Color |  | Material |  | Dimensions |  | For Use With | For Lightspeed RT, Lightspeed 16 Scanner | Voltage | 12VDC | Amperage | 10.2A | Standards | UL, CSA, and TÜV Approvals | [108 empty] | Power Supply Assembly | Power Supply Power Supply Assembly |  | https://services.gehealthcare.com/gehcstorefront/p/2334456 | https://www.themedicalimagingspecialists.com/listings/5490184-used-he12-561-2334456-12vdc-at-10-2-amps-power-supply-for-ge-ct |  |  |  | Ranjitha | 100 | 22 | 0
HCPB11_134 | GE Healthcare | 2334820-2 |  | Control Board | PDU Control Board For Optima 660, Revolution CT Scanner | [9 empty] | https://dev-one-self.gehealthcare.se/medias/2334820-2.jpg?context=bWFzdGVyfGltYWdlc3w1Mjc3OHxpbWFnZS9qcGVnfGFXMWhaMlZ6TDJneE1DOW9PRGt2T0Rnek1UY3lOakk0T0RreU5pNXFjR2N8MmM1ZGZkNDg3NTg1ZmEyZDI4OWQyZjYzZmRmMjcwMWMxOTIxZmU2NzE3MzE4ZGIwYTUxZDZmMDNlOThmNmQ5OQ | [29 empty] | Brand Name |  | Type | PDU | Size |  | Color |  | Material |  | Dimensions |  | For Use With | For Optima 660, Revolution CT Scanner | [114 empty] | Control Board | PDU Control Board |  | https://dev-one-self.gehealthcare.se/gehcstorefront/p/2334820-2 | https://www.blockimaging.com/parts/2334820-2-ge-ct-pdu-control-board |  |  |  | Ranjitha | 100 | 11 | 0
HCPB11_135 | GE Healthcare | 2338768 |  | Console | Aretha OTS User Interface Console For Precision 500D Digital System, Fluoroscopy |  | Overhead Tube Suspension User Interface (OTS UIF) Console is a micro-controller-based auxiliary operator’s interface designed to control the Precision 500D Digital R/F system. This console consist of Console covers & handle bar, Membrane key sheet & LED display layout, Switching key for collimator auto./manual selection, Solid state angle sensor/ high performance inclinometer, Mechanical buttons & the relevant LED indicators and Mechanical button in center of handhold. The console has a 15 pin SUB-D Receptacle (CAN Connector) for connecting UIF console with IF board and a 25 pin SUB-D Receptacle (OTS Connector) for OTS locks and detent control interface. | [7 empty] | https://services.gehealthcare.com/medias/2338768-r-T1.jpg?context=bWFzdGVyfGltYWdlc3wxODE1NDl8aW1hZ2UvanBlZ3xhVzFoWjJWekwyaGxaaTlvTXpFdk9EZzFNelk1TlRVMk1UYzFPQzVxY0djfDE2NzQzOTk2MTFhNzI0NmQxYjQ1ODZmMGIzYWMzYWQ4MDA1NTMxYjNmYmU1ZTg3NzRmM2E5OTMzOTQwNjM1MzI | [16 empty] | Smooth corners and curves | Field Replacement Unit (FRU) | Dimensionally stable | Lightweight | Low power requirement | Reliable and durable | Excellent high and low temperature performance | Easy to use | [5 empty] | Brand Name |  | Type | Aretha, OTS User Interfac | Size |  | Color |  | Material |  | Dimensions |  | For Use With | For Precision 500D Digital System, Fluoroscopy | [114 empty] | Console | OTS User Interfac Console | Aretha Console | https://services.gehealthcare.com/gehcstorefront/p/2338768 | https://radmedparts.com/products/aretha-ots-uif |  |  |  | Ranjitha | 100 | 21 | 0
HCPB11_136 | GE Healthcare | 2346949 |  | Filter/Frame | Highly Flexible Right MDAS H16 Filter/Frame For Lightspeed RT, Lightspeed 16 Scanner | [9 empty] | https://services.gehealthcare.com/medias/2346949-P1.jpg?context=bWFzdGVyfGltYWdlc3w0NjA1Mjl8aW1hZ2UvanBlZ3xhVzFoWjJWekwyaGlZUzlvWXpRdk9EZzNOemc0TkRJME16azVPQzVxY0djfGZjM2Y5M2FkYWIzMmJkM2IxNDNmNTI0YjYxNjdjNTIwMTVkN2MyYmY0MjA2NDZiZWU4NTQxOTcxNzM1OWMyNWE | [16 empty] | Highly flexible | Less density | Good tensile strength | Good moisture resistant as well as resistant to oil and solvents | Provide high performance even at elevated temperatures | Good abrasion resistant | Easily portable | Good water resistant | Enhanced durability | Easily washable and dries faster | Easily recyclable | Wear and tear resistant |  | Brand Name |  | Type | Highly Flexible, Right MDAS H16 | Size |  | Color |  | Material |  | Dimensions |  | For Use With | For Lightspeed RT, Lightspeed 16 Scanner | Standards | RoHS Compliant | [112 empty] | Filter/Frame | Right MDAS H16 Filter/Frame | Highly Flexible Filter/Frame | https://services.gehealthcare.com/gehcstorefront/p/2346949 | https://directmedimaging.com/part/ct/ge/right-mdas-filter-frame-2346949/ |  |  |  | Ranjitha | 100 | 25 | 0
HCPB11_137 | GE Healthcare | 2351493 |  | Semiconductor Fuse | 690V 100A Semiconductor Fuse For Discovery ST, Discovery ST (8 Slice) System | [9 empty] | https://dev-services.gehealthcare.in/medias/2351493.jpg?context=bWFzdGVyfGltYWdlc3w5MDc4MnxpbWFnZS9qcGVnfGFXMWhaMlZ6TDJneU55OW9PRFV2T0Rnek1ETTNPRGsyTnpBM01DNXFjR2N8MGI2NjdhODExNWVhMjViYzFkZGZjYjdkYzYwYTM1YzRmYjMyMDZjYzQyMzQ3OWU0ZmY4MDUyZjZjYzBjNzE2OA | [29 empty] | Brand Name |  | Type |  | Size |  | Color |  | Material |  | Dimensions |  | For Use With | For Discovery ST, Discovery ST (8 Slice) System | Voltage | 690V | Amperage | 100A | [110 empty] | Semiconductor Fuse | Discovery ST (8 Slice) System Semiconductor Fuse |  | https://dev-services.gehealthcare.in/gehcstorefront/p/2351493 | https://www.blockimaging.com/parts/2351493-ge-molecular-imaging-100a-690v-semiconductor-fuse |  |  |  | Ranjitha | 100 | 12 | 0
HCPB11_138 | GE Healthcare | 2368697-3 |  | Workstation | Global Recon Engine Workstation For GOC3/GOC4, GEMS Computed Tomography Systems | [9 empty] | https://services.gehealthcare.com/medias/2368697-3.jpg?context=bWFzdGVyfGltYWdlc3w0ODQyOXxpbWFnZS9qcGVnfGFXMWhaMlZ6TDJnd09TOW9OVFV2T0Rnek1EUXlPRGd3TnpFNU9DNXFjR2N8MzE3NTg5ZDJiMzk0YTdiNTc3N2QxMzdiNzVmNzc5N2MwNjI1YzNjZWFhMzc2MTA2MDczMWRiZDYwYWU1ZTdkNg | [29 empty] | Brand Name |  | Type | Global Recon Engine | Size |  | Color |  | Material |  | Dimensions |  | For Use With | For USA, GOC3/GOC4, GEMS Computed Tomography Systems, Lightspeed RT, Lightspeed 16 Scanner | [114 empty] | Workstation | Global Recon Engine Workstation |  | https://services.gehealthcare.com/gehcstorefront/p/2368697-3 | https://www.compeve.com/hp-c-98_99/ge-healthcare-23686973-gems-ct-goc3goc4-gre-usa-computed-tomography-ct-p-17761.html?srsltid=AfmBOoo6gpEe-IbYvo9djvpPW495qJ-rrk9ExR8564NQ7UOYNLDKKSoR | https://store.dex.com/en-apac/products/hp-xw8000-workstation-computer?srsltid=AfmBOoqugpyrE9dEFh5U5IXhdPOhjc-VaJI3NmW2INjyTfIFkc0L9Goy |  |  | Ranjitha | 100 | 12 | 0
HCPB11_139 | GE Healthcare | 2373567-11 |  | Lift Node Programme | PL 201 Lift Node Programme For Senographe | [9 empty] | https://services.gehealthcare.com/medias/2373567-11.jpg?context=bWFzdGVyfGltYWdlc3wxNTMwNTZ8aW1hZ2UvanBlZ3xhVzFoWjJWekwyZ3pZUzlvTkRZdk9EZ3pNRE00TVRreE5qRTVNQzVxY0djfDM3NzcwZTBlNzk5Zjk2MjhhMzc3MjFhOWM4OTUwNmFkMzBmMTg4OWM1YTIwZmNjNjY0OWQ2ZTgyMmVlMjRhODU | [16 empty] | Advanced and user-friendly | Legible information provided through labels | Clear printing without any blurring of the print area | Safe packaging provided according to international standards | [9 empty] | Brand Name |  | Type | PL 201 | Size |  | Color |  | Material |  | Dimensions |  | For Use With | For Senographe | Standards | RoHS Compliant | [112 empty] | Lift Node Programme | PL 201 Lift Node Programme |  | https://services.gehealthcare.com/gehcstorefront/p/2373567-11 | https://www.medicaloutfittersparts.com/shop/2373567-2373567-11-003-ge-digital-senographe-essential-pl-201-lift-node-programmed-is4-pn-2373567-2373567-11-003-25708 |  |  |  | Ranjitha | 100 | 16 | 0
HCPB11_14 | Carestream Health, Inc |  |  | Printed Circuit Board | 380 to 480VAC 3-Phase Printed Circuit Board For ASM Line Monitor |  |  |  |  | Quantum | [34 empty] | Brand Name |  | Type |  | Size |  | Color |  | Material |  | Dimensions |  | For Use With | For ASM Line Monitor, X-Ray | Voltage Rating | 380 to 480VAC | Number of Phase | 3 | [110 empty] | Printed Circuit Board | ASM Line Monitor Printed Circuit Board |  |  | https://channelpartners.gehealthcare.com/gehcstorefront/es-lm/shop/p/5536126 |  |  |  | Lakshmi_1 | 81.82 | 9 | 2
HCPB11_140 | GE Healthcare | 2383760 |  | Customer Service Key | Customer Service Key For Excite II MRI system | [9 empty] | https://services.gehealthcare.com/medias/2383760-T1.jpg?context=bWFzdGVyfGltYWdlc3wxMzgzOTF8aW1hZ2UvanBlZ3xhVzFoWjJWekwyZzRNeTlvTldNdk9EZzFORE16TURZM01URXpOQzVxY0djfGE4NjIxMzEzMWQ4M2NjN2E2NjgwMTYwYzdhZDI3NWZiNDdhZGY5YTdhYjU5MTRlZjlmNWU4ZmQ1Y2M4YTk1OGM | [29 empty] | Brand Name |  | Type |  | Size |  | Color |  | Material |  | Dimensions |  | For Use With | For Excite II MRI system | [114 empty] | Customer Service Key | Excite II MRI system Service Key |  | https://services.gehealthcare.com/gehcstorefront/p/2383760 |  |  |  |  | Ranjitha | 100 | 9 | 0
HCPB11_141 | GE Healthcare | 2385556 |  | Device Console | Intelligent Digital Device Console For Precision 500D Radiography System | [9 empty] | https://services.gehealthcare.com/medias/2385556-T1.jpg?context=bWFzdGVyfGltYWdlc3w2ODEyNnxpbWFnZS9qcGVnfGFXMWhaMlZ6TDJnMk5DOW9OV0V2T0RneU56ZzBNRFl5TmpjeE9DNXFjR2N8YzI5YTM0Njg0OGY5NWRhYzU1ODY0NjA5YjBkOWIyZTU3YzQxNTRjMmQyYWU4ZTdmYWQzOThlMGZiNTE5NDNhZQ | [29 empty] | Brand Name |  | Type | Intelligent | Size |  | Color |  | Material |  | Dimensions |  | For Use With | For Precision 500D Radiography System | [114 empty] | Device Console | Intelligent Device Console |  | https://services.gehealthcare.com/gehcstorefront/p/2385556 | https://www.novarium.net/vendita/prodotto/?pid=20022001619057 |  |  |  | Ranjitha | 100 | 11 | 0
HCPB11_142 | GE Healthcare | 2409241 |  | Control Board | Display Control Board For AMX4 Plus X-Ray System | [9 empty] | https://services.gehealthcare.com/medias/2409241-P1.jpg?context=bWFzdGVyfGltYWdlc3wxMDE4NzJ8aW1hZ2UvanBlZ3xhVzFoWjJWekwyZ3lNUzlvWkdNdk9EZ3lNRGczTXpRNU5EVTFPQzVxY0djfDM0ZmMzZTU5MjI1NjNmZjQxYzRhNzgwNWE1MGM4M2I5Njk5N2M2MzI3ZDU2MGQxOGFlMmIyZjM2ZDczOGY3OTU | [29 empty] | Brand Name |  | Type | Display | Size |  | Color |  | Material |  | Dimensions |  | For Use With | For AMX4 Plus X-Ray System | [114 empty] | Control Board | Display Control Board |  | https://services.gehealthcare.com/gehcstorefront/p/2409241 | https://diagnostic-solutions.com/product/display-controller-board-p-n-2409241-2409242/ |  |  |  | Ranjitha | 100 | 11 | 0
HCPB11_143 | GE Healthcare | 2423318 |  | Cable | Head Neck Spine Torasic Lumbar Unit Cable For Brivo 355, Optima 360 1.5T System | [9 empty] | https://services.gehealthcare.com/medias/2423318-T1.jpg?context=bWFzdGVyfGltYWdlc3wyMDIwMzZ8aW1hZ2UvanBlZ3xhVzFoWjJWekwyaGhNaTlvTkdRdk9EZzFPVGd5TlRjMk5qUXpNQzVxY0djfDBlMTFhNmEyODNjZjg2NDQwYjFkNzhjNTNhMTc1NGQyZTFmNzgxMWZjMWQwM2ZkODQ2ZDE5Y2JlMjVjMjJjMjM | [29 empty] | Brand Name |  | Type | Head Neck Spine, Torasic Lumbar Unit | Size |  | Color |  | Material |  | Dimensions |  | For Use With | For Brivo 355, Optima 360 1.5T System | [114 empty] | Cable | Torasic Lumbar Unit Cable | Head Neck Spine Cable | https://services.gehealthcare.com/gehcstorefront/p/2423318 | https://www.blockimaging.com/parts/2423318-ge-mri-hns-tl-unit-cable |  |  |  | Ranjitha | 100 | 12 | 0
HCPB11_144 | GE Healthcare | 46-125224P4 | PST-535 | Adhesive | 5oz Plastic Tube Silicone Adhesive For Direct Imaging | [9 empty] | https://services.gehealthcare.com/medias/46-125224P4-P1.jpg?context=bWFzdGVyfGltYWdlc3wxOTIzNzd8aW1hZ2UvanBlZ3xhVzFoWjJWekwyZ3daaTlvWmpRdk9EZzNOemc0TnpVNE5qTXpOQzVxY0djfDBmZWFhMDhhYzk4NGY5ZjIyMzhkZDUxOWE0MzI4MmIxMDdlMDBmZTM5ZjliMTdiOGFmYThjNTUwNmYxNWNmY2M | [29 empty] | Brand Name |  | Type |  | Size |  | Color |  | Material | Silicone | Dimensions |  | For Use With | For Direct Imaging | Capacity | 5oz | Packaging Type | Plastic Tube | [110 empty] | Adhesive | Direct Imaging Adhesive |  | https://services.gehealthcare.com/gehcstorefront/p/46-125224P4 | https://pmbiomedical.com/products/img_parts_adhesive-silicone-pst-535-5-oz-plastic-tube_13083 |  |  |  | Ranjitha | 100 | 14 | 0
HCPB11_145 | GE Healthcare | 46-170047P7 |  | Encoder Belt | 19.635in L 125 Teeth Pitches Encoder Belt For Lightspeed RT Scanner | [9 empty] | https://www.gbsmed.shop/6677-large_default/encoder-belt-125-pitches-19635-leng-ge-p-n-46-170047p7.jpg | [29 empty] | Brand Name |  | Type | Pitches | Size |  | Color |  | Material |  | Dimensions |  | For Use With | For Lightspeed RT Scanner, Brightspeed Edge | Number Of Teeth | 125 | Length | 19.635in | [110 empty] | Encoder Belt | Pitches Encoder Belt |  | https://services.gehealthcare.com/gehcstorefront/p/46-170047P7 | https://www.gbsmed.shop/table-ct/general-electric/716-encoder-belt-125-pitches-19635-leng-ge-p-n-46-170047p7.html |  |  |  | Ranjitha | 100 | 13 | 0
HCPB11_146 | GE Healthcare | 46-195120G21 |  | Cable | 7ft L 3-Pin High Voltage Cable For Lightspeed RT Scanner , Lightspeed 16 Scanner | [9 empty] | https://services.gehealthcare.com/medias/46-195120G21-P1.jpg?context=bWFzdGVyfGltYWdlc3w3OTU5NXxpbWFnZS9qcGVnfGFXMWhaMlZ6TDJneU9DOW9Nemd2T0RneU1EYzFPVGMxTmpnek1DNXFjR2N8YjEzYzMxYjFkMWI1NWJmNjM0NmM3YjNkMDAyNjVjOGVlOTc2M2Y2NDkzMWQ5ZWE4MTcwZGUzOGZmZTc1ZmY3Yw | [16 empty] | Enhanced durability and reliability | High-quality cable assembly | Used in diverse devices | Carry very high voltage efficiently | Excellent abrasion resistance | [8 empty] | Brand Name |  | Type | High Voltage | Size |  | Color |  | Material |  | Dimensions |  | For Use With | For Lightspeed RT Scanner , Lightspeed 16 Scanner | Length | 7ft | Number Of Pin | 3 | Standards | RoHS Compliant | [108 empty] | Cable | High Voltage Cable |  | https://services.gehealthcare.com/gehcstorefront/p/46-195120G21 | https://www.medicaloutfittersparts.com/shop/46-195120g16-ge-pet-ct-high-voltage-hv-cables-3-pin-7ft-pn-46-195120g21-26399 |  |  |  | Ranjitha | 100 | 19 | 0
HCPB11_147 | GE Healthcare | 46-220234P3 |  | Unit Fan | Pivot Unit Fan For Precision 500D, Revolution XRd System | [9 empty] | https://services.gehealthcare.com/medias/46-220234P3.jpg?context=bWFzdGVyfGltYWdlc3wxMjIwNDN8aW1hZ2UvanBlZ3xhVzFoWjJWekwyaGtOUzlvTURJdk9EZ3pNRE01TVRVNE1qYzFNQzVxY0djfDFjN2M0ODFhMjNhODU5ZTg4YjdmNmFlYzkwNTVkZDViNzFjMWNlZGY4YzllODJkZjE0NDQ3N2IwMWE1ZWY4OTc | [16 empty] | Reliable and durable | Good airflow performance | Does not contain any internal sharp edges | Noise below hospital ambient noise limit | Strong and hard | Axial tube causes adequate pressure difference required for airflow | [7 empty] | Brand Name |  | Type | Pivot | Size |  | Color |  | Material |  | Dimensions |  | For Use With | For Precision 500D, Revolution XRd System | Standards | RoHS Compliant | [112 empty] | Unit Fan | Pivot Unit Fan |  | https://services.gehealthcare.com/gehcstorefront/p/46-220234P3 | https://pmbiomedical.com/products/img_parts_pivot-unit-fan_40667 |  |  |  | Ranjitha | 100 | 18 | 0
HCPB11_148 | GE Healthcare | 46-230318P1 | MK48Z02 | Static RAM | 2K x 8-Bit 24-pin Package Non-Volatile Static RAM For Definium AMX700 System |  | The MOS NV-RAM 02KX8 TS 24 DIP MK48Z02 is a ZEROPOWER® RAM that is a 2 K x 8 non-volatile static RAM which is pin and function compatible with the DS1220. It has 24 special pins with a long-life lithium button cell to form a highly integrated battery-backed memory solution. The M48Z02/12 is a non-volatile pin and function equivalent to any JEDEC standard 2 K x 8 SRAM. It also easily fits into most ROM, EPROM, and EEPROM sockets, providing the non-volatility of PROMs without any requirement for special WRITE timing or limitations on the number of WRITEs that can be performed. This unit also has its own power-fail detection circuit. The control circuitry constantly monitors the single 5 Volt supply for an out of tolerance condition. This part is packaged with safe packing and is highly protected. It is widely used in UL LOGIQ e, UL LOGIQ 200, XM Senovision, XR Monitrol 90 Rad Table MPX/SPX GEN, NM Entegra Workstation, XM Senographe DS, XV Advantx LC, XR ACS1000 AUTO CHEST, Unassigned MV, XR Silhouette HF, XV Innova 2000, XF Monitrol 15 MVP and other machines. | [7 empty] | https://services.gehealthcare.com/medias/46-230318P1-P1.jpg?context=bWFzdGVyfGltYWdlc3wyODQ5NDB8aW1hZ2UvanBlZ3xhVzFoWjJWekwyZzFNQzlvTjJJdk9EZzNOemc1TURJME1EVTBNaTVxY0djfGI1MzIzMmZhMmRkODI3NWZiYWU2M2U4YTQ5ODczNTA1NWRmYWE3ZDhlZThlODEwNzBkODg1Nzc4YWVjZTZlMDU | [16 empty] | Ultra low power SRAM | Unlimited WRITE cycles | High speed data transmission | Automatic chip deselect and WRITE protection | Made of high quality materials | Safely packed | Compatible with many machines | Long life | [5 empty] | Brand Name |  | Type | Non-Volatile | Size |  | Color |  | Material |  | Dimensions |  | For Use With | For Definium AMX700 System | Memory Configuration | 2K x 8-Bit | Package Type | 24-pin Dual In-line Package (DIP) | Standards | RoHS Compliant | [108 empty] | Static RAM | Non-Volatile Static RAM |  | https://services.gehealthcare.com/gehcstorefront/p/46-230318P1 | https://www.dotmed.com/virtual-trade-show/category/service-technicians/discussions/forums/amx-4-error-lists-and-service-manual-needed/51182?ckattempt=1 |  |  |  | Ranjitha | 100 | 24 | 0
HCPB11_149 | GE Healthcare | 46-243178P2 |  | Bearing | 0.375 ID x 0.875in OD 0.281in W Open Turcite Bearing For Signa Excite 1.5T System |  | The Ball Bearings use balls to maintain the separation between the bearing races. The intended use of a ball bearing is to reduce rotational friction and support radial and axial loads. During operation the load is shared across the balls. This bearing is made up of Acetal or Turcite® material. Acetal is a general purpose polymer which has an excellent balance of desirable properties. Turcite is also an acetal based material has the similar characteristics of acetal. The unique properties of acetal bridges the gap between metals and ordinary plastics. It provides high strength and stiffness, enhanced dimensional stability and it is easy to machine. It has very low moisture absorption and a wide range of chemical resistance. This bearing is used in XM Senographe Essential, MR Signa LX MR/i 1.5T, XM Senographe 500T/600T, MR Signa Horizon HI speed LX 1.5T, UL LOGIQ P5 Premium and many other systems. |  |  |  |  | 0.281in |  |  | https://services.gehealthcare.com/medias/46-243178P2.jpg?context=bWFzdGVyfGltYWdlc3w0NDc0M3xpbWFnZS9qcGVnfGFXMWhaMlZ6TDJnNU1TOW9Zekl2T0Rnek1ETTVNalV6TXpBeU1pNXFjR2N8ZmUyNjI2YjNmZjVmNjMxZGM1YTljYjUwMDZhZjgxM2NjNzkwOTU4ZTE4ZjM5ZjM4YTM1ZDYwYmIyMmE0ZjA0Nw | [16 empty] | High strength | Enhanced dimensional stability | Easy to machine | Good wear resistance | Very low moisture absorption | Wide range of chemical resistance | [7 empty] | Brand Name |  | Type | Open Turcite | Size |  | Color |  | Material |  | Dimensions |  | For Use With | For Optima 360 1.5T, Signa Excite 1.5T System | Inner Diameter | 0.375in | Outer Diameter | 0.875in | [110 empty] | Bearing | Open Turcite Bearing |  | https://services.gehealthcare.com/gehcstorefront/p/46-243178P2 | https://www.dotmed.com/listing/mri-accessories/ge/ge-healthcare-46-243178p2-bearing-028-in-0375-x-0875-in/46-243178p2/5128562 |  |  |  | Ranjitha | 100 | 21 | 0
HCPB11_15 | Carestream Health, Inc |  |  | Switch | Panel Mount Cross Roll Switch |  |  |  |  | Quantum | [34 empty] | Brand Name |  | Type | Cross Roll | Size |  | Color |  | Material |  | Dimensions |  | For Use With |  | Mounting Type | Panel | [112 empty] | Switch | Cross Roll Switch | Panel Mount Cross Roll Switch |  | https://integritymedicalservice.com/carestream-parts/quantum-parts/EL50-013/ |  |  |  | Lakshmi_1 | 81.82 | 9 | 2
HCPB11_150 | GE Healthcare | 46-243178P3 |  | Bearing | 0.500 ID x 1.375in OD 0.375in W Open Turcite Bearing For Brivo 355 Scanner |  | The Ball Bearings use balls to maintain the separation between the bearing races. The intended use of a ball bearing is to reduce rotational friction and support radial and axial loads. During operation the load is shared across the balls. This bearing is made up of Acetal or Turcite® material. Acetal is a general purpose polymer which has an excellent balance of desirable properties. Turcite is also an acetal based material has the similar characteristics of acetal. The unique properties of acetal bridges the gap between metals and ordinary plastics. It provides high strength and stiffness, enhanced dimensional stability and it is easy to machine. It has very low moisture absorption and a wide range of chemical resistance. This bearing is used in XM Senographe Essential, MR Signa LX MR/i 1.5T, XM Senographe 500T/600T, MR Signa Horizon HI speed LX 1.5T, UL LOGIQ P5 Premium and many other systems. |  |  |  |  | 0.375in |  |  | https://services.gehealthcare.com/medias/46-243178P3.jpg?context=bWFzdGVyfGltYWdlc3w0MTgyNnxpbWFnZS9qcGVnfGFXMWhaMlZ6TDJoaE5TOW9NVEV2T0Rnek1UYzBNVGcxTXpjeU5pNXFjR2N8NDg3Yzc1NmM5NDAyMmU4ZWM1ZGZkM2QxZWMxNjdiN2E0ODgzYjA0MTkxNmRjNzUzOTI2ZjY0YzFmY2U4NzRhNg | [16 empty] | High strength | Enhanced dimensional stability | Easy to machine | Good wear resistance | Very low moisture absorption | Wide range of chemical resistance | [7 empty] | Brand Name |  | Type | Open Turcite | Size |  | Color |  | Material |  | Dimensions |  | For Use With | For Discovery 750w GEM 3.-T, Brivo 355 Scanner | Inner Diameter | 0.500in | Outer Diameter | 1.375in | [110 empty] | Bearing | Brivo 355 Scanner Bearing | Open Turcite Bearing | https://services.gehealthcare.com/gehcstorefront/p/46-243178P3 | https://www.blockimaging.com/parts/46-243178p3-ge-mri-bearing |  |  |  | Ranjitha | 100 | 22 | 0
HCPB11_151 | GE Healthcare | 46-270988G1 |  | Assembly | Flame Retardant Connector Assembly For AMX4 Plus X-Ray System |  | The AMX 4 Connector Assembly consists of lead cable with connectors at both ends. The electrical cable has four electrical conductors in it. This cable assembly is mainly used for the transmission of electrical power. The cable contains 4 wires, which are in different colors such as red, white, black and green. It has connectors at both ends. The entire assembly is manufactured using high precision techniques which help to achieve a very good surface finish as well as good product consistency. The labels are affixed to the individual items in the assembly for easier identification. This assembly is made up of high quality materials which ensures a long-life span. This assembly is used in many medical devices such as UL LOGIQ 500, XV Advantx LC, XR Definium 5000, XV Advantx LCA, XR AMX 4+, XR Proteus XR/a, CT Optima CT660 128-Slice and XR Monitrol 15 Rad Table DX/KX G. | [7 empty] | https://services.gehealthcare.com/medias/46-270988G1-P1.jpg?context=bWFzdGVyfGltYWdlc3w4NzkxMHxpbWFnZS9qcGVnfGFXMWhaMlZ6TDJoaU5pOW9ZVGN2T0RneU1EZzJOekF3TmpRNU5DNXFjR2N8Nzk1YTNjNzg1MzQ0M2I1MjY4MzI5YThhYjA5NThjOWIxMzE2OWJmNzQ3MzAyYWM3NmMzNmIxZjExNDA2MzE1OQ | [16 empty] | Labels for easy identification | Safe packaging | Flame retardant | High operating temperature | High deflection temperature, tensile strength | High quality materials | [7 empty] | Brand Name |  | Type | Flame Retardant, Connector | Size |  | Color |  | Material |  | Dimensions |  | For Use With | For AMX4 Plus X-Ray System | [114 empty] | Connector Assembly | Connector Connector Assembly | Flame Retardant Connector Assembly | https://services.gehealthcare.com/gehcstorefront/p/46-270988G1 | https://imed.parts/product/ge-healthcare-46-270988g1/ |  |  |  | Ranjitha | 100 | 19 | 0
HCPB11_152 | GE Healthcare | 46-279005P1 |  | Handswitch Hanger | Handswitch Hanger For AMX4 X-Ray |  | The AMX 4 Hand switch Hanger is used to hold the hand switch in place in the machine for variant purposes. The holder is fastened near the film bin storage. The holder is made of a Lexan 940 material. This material is a type of polycarbonate material and having characteristics like high yield strength, temperature resistance, impact resistance and flame retardant. AMX is a portable type X-ray machine and a user-friendly machine. The GE Healthcare's AMX 4+ analog X-ray system provides high performance in a compact, easy to maneuver package. The rotating arm and tube simplify positioning and facilitate bedside studies, while the maintenance-free battery produces up to 50 high-quality exposures with a single charge. Dual drive motors and oversize casters facilitate movement; even in taxing environments. This part is also used in XM Seno Advantage, XR VRT RAD SYSTEM MS GEN, XM Senographe DS, XR MONITROL 90 RAD MS GEN, XM Senographe 2000D, XR AMX 4+, XM Senographe DS, XR TRAD detector, XR (SURGERY) OEC 9900 Elite, XM Seno Advantage, XR RTI RAD TABLE, XM Senovision, XR RTI RAD TABLE MPX/SPX GEN, XM Senographe 2000D, XR Revolution XR/d, XM Senographe 500T/600T, UL LOGIQ 500 and XR Brivo XR285amx machines. | [7 empty] | https://dev-one-self.gehealthcare.se/medias/46-279005p1.jpg?context=bWFzdGVyfGltYWdlc3w4NzIwMnxpbWFnZS9qcGVnfGFXMWhaMlZ6TDJoaU5DOW9ZVEF2T0Rnek1ETTVOVEl4T1RrNU9DNXFjR2N8MWUzZDBhMDg3Y2YwODUzNWM3MTY2MGE3ZjhmMTIxNjg0YjM2OTExMzE0NTg0MWNkMjA5NGVhYzFlMjVlNTRmZg | [29 empty] | Brand Name |  | Type |  | Size |  | Color |  | Material |  | Dimensions |  | For Use With | AMX4 X-Ray | [114 empty] | Handswitch Hanger | AMX4 X-Ray Handswitch Hanger |  | https://dev-one-self.gehealthcare.se/gehcstorefront/p/46-279005P1 | https://www.blockimaging.com/parts/46-279005p1-ge-x-ray-handswitch-hanger |  |  |  | Ranjitha | 90.91 | 10 | 1
HCPB11_153 | GE Healthcare | 46-282460P1 |  | Banana Plug | Brass Standard Hexagonal Uninsulated Banana Plug For Signa Excite 1.5T System |  | The Standard Hexagonal Brass Uninsulated Banana is used in Magnetic Resonance Imaging (MRI) systems. The banana plug is a connector plug which has an internal thread. It is supplied with the screw and phosphor bronze tinned cover. The internal female thread permits use on all panels. It fits standard banana jacks. When it is connected, the enclosed spring in the banana plug is will rotate. It has a hexagonal body shape made of brass which possesses strength, machinability, hygiene and hardness. During the contact, the spring features four-leaved phosphor bronze or beryllium copper. It is made from a material that features weldability, durability and high modulus of elasticity. It is rated at 15 Amps AC for 10° C temperature rise and for continuous duty. It has 15A as a current rating and 1kV as voltage rating. It is a RoHS compliant. It is being used in Signa LX 1.5T, Signa Horizon HI speed FX 1.0T, Signa LX Excite MR/i 1.5T and Signa VH Head 3.0T. | [7 empty] | https://services.gehealthcare.com/medias/46-282460P1.jpg?context=bWFzdGVyfGltYWdlc3w4MzQzNHxpbWFnZS9qcGVnfGFXMWhaMlZ6TDJnMFl5OW9aR1F2T0Rnek1ETTVOVFl4TXpJeE5DNXFjR2N8ZjA1MGU2ZjI2ZWRlNWZhNTY1MGUyMDJiMDQwODJmOTEyOGIzZmI1ZjlhOGQ5ZDdlNThkMTQ1YzU5YmM1ZjhkZA | [16 empty] | Ease of assembly | High quality and reliable | Non-Magnetic and easy plating | Wear resistant | High electrical and thermal conductivity | [8 empty] | Brand Name |  | Type | Standard Hexagonal, Uninsulated | Size |  | Color |  | Material |  | Dimensions |  | For Use With | For Signa Excite 1.5T System | Standards | RoHS Compliant | [112 empty] | Banana Plug | Uninsulated Banana Plug | Standard Hexagonal Banana Plug | https://services.gehealthcare.com/gehcstorefront/p/46-282460P1 | https://meditegic.com/46-282460p1-banana-plug/ |  |  |  | Ranjitha | 100 | 19 | 0
HCPB11_154 | GE Healthcare | 46-294512P22 |  | Cap Kit | Valve Stem Cap Kit | [9 empty] | https://services.gehealthcare.com/medias/46-294512P22-T1.jpg?context=bWFzdGVyfGltYWdlc3w1NjYxN3xpbWFnZS9qcGVnfGFXMWhaMlZ6TDJoaE5DOW9PRGt2T0RneU9ERXhNRFV6Tmpjek5DNXFjR2N8ZWVlOWM4YjU1ZTkwZjQ4MjllZGQ1ZjJiNzhkYTNmYzcyM2Y1ZjhmMTk4ODdlYTE4NTQ4NmQ2NWFlNzVhY2EzYw | [29 empty] | Brand Name |  | Type | Valve Stem | Size |  | Color |  | Material |  | Dimensions |  | For Use With | [115 empty] | Cap Kit | Valve Stem Cap Kit |  | https://services.gehealthcare.com/gehcstorefront/p/46-294512P22 |  |  |  |  | Ranjitha | 100 | 9 | 0
HCPB11_155 | GE Healthcare | 46-297931P1 |  | Grease Gun | Pistol Grip Grease Gun For Precision 500D System |  | A Grease Gun is a tool use for lubrication purposes. The purpose is to apply a lubricant through an opening at a specific point. It is hand powered, where the grease is pushed out from the gun due to back pressure created by pulling the trigger mechanism of the gun, which applies force to a spring behind the grease. The head of the grease gun is manufactured by die casting process and the material used is zinc. The pipe connected to the head has a 4 inch length and it is made of metal. This gun uses standard 3 ounce grease cartridges and is the ideal tool for smaller and occasional lubrication projects. It is used in bearing lubrication to separate the bearings moving relative to one another in order to reduce friction and wear. The handle model has a pistol grip which makes for easier lubricant delivery from the cartridge. The 4 inch metal pipe enlarges at the end to deliver high pressure grease to the required surface. | [7 empty] | https://services.gehealthcare.com/medias/46-297931P1.jpg?context=bWFzdGVyfGltYWdlc3w4NDgwNHxpbWFnZS9qcGVnfGFXMWhaMlZ6TDJoallpOW9OMlF2T0Rnek1ETTVOekkxTVRZeE5DNXFjR2N8YjdhZGMyMTM5OGE5NmNhMTRiYTFlNTI1NzM0OThhY2I4YjcwYzkxNDkyYjA3YmRmOTFmODk2ZTUzM2IyN2FkNg | [16 empty] | Compact and weightless | Best for tiny and occasional lubrication applications | High performance and reliable | Pistol grip to push out grease | [9 empty] | Brand Name |  | Type | Pistol Grip | Size |  | Color |  | Material |  | Dimensions |  | For Use With | For CT Scanner, Precision 500D System | [114 empty] | Grease Gun | Pistol Grip Grease Gun |  | https://services.gehealthcare.com/gehcstorefront/p/46-297931P1 | https://www.blockimaging.com/parts/46-297931p1-ge-ct-grease-gun-tool | https://www.cna-medical.com/GE-Healthcare-46-297931P1-GREASE-GUN-p/46-297931p1.htm |  |  | Ranjitha | 100 | 17 | 0
HCPB11_156 | GE Healthcare | 46-303771G3 |  | Film Device | SFD Power Assist Handle Intelligent Spot Film Device For Radiography/Fluoroscopy Room | [9 empty] | https://services.gehealthcare.com/medias/46-303771G3-P1.jpg?context=bWFzdGVyfGltYWdlc3w2NDU2MnxpbWFnZS9qcGVnfGFXMWhaMlZ6TDJnMllpOW9Nak12T0RneU56ZzBNRGN5TlRBeU1pNXFjR2N8YTQ3N2YzMmE2MGU3ZGMyNzhmZmFlMjQ1NmY5NmJjNzdmZWMzOWZmMTk0YTNmODY0YTkyNDhmYmVlNzM2ZDJkYw | [16 empty] | Good dimensional stability | Safe and reliable operation | Safe packaging provided to avoid any damage due to shifting or rubbing during transit | Enhanced durability and reliability | [9 empty] | Brand Name |  | Type | SFD Power Assist Handle Intelligent Spot | Size |  | Color |  | Material |  | Dimensions |  | For Use With | For Radiography/Fluoroscopy Room | [114 empty] | Film Device | SFD Power Assist Handle Intelligent Spot Film Device |  | https://services.gehealthcare.com/gehcstorefront/p/46-303771G3 | https://www.blockimaging.com/parts/46-303771g3-ge-r-f-room-power-assist-handle |  |  |  | Ranjitha | 100 | 15 | 0
HCPB11_157 | GE Healthcare | 46-321272G1 |  | Sensor Board | SID Sensor Board For X-Ray |  | The Source Image Distance (SID) Sensor Board is used in the XT suspension, for detecting the position of the X-ray tube for auto collimation and interlocks. The board consists of 5 hall effect sensors. It is used to measure the magnitude of the magnetic field. The magnets actuate the hall sensors on the circuit board as the XT suspension is moved about the room. It is specially used for positioning, speed detection and current sensing applications. This board finish is really helpful to the PCB, which does not allow the PCB to suffer from yellow or black discoloration which will indicate contamination. It is also a flame resistant and possess good electrical and mechanical properties. All these properties help to ensures z long-life span for the circuit board. This particular board is being used in many medical devices such as CT Optima CT660 32-Slice, XR Revolution XR/d, Unassigned MV, XR Revolution XR/d, XR Optima XR220amx, XR Proteus XR/A and XM Senographe Essential. | [7 empty] | https://services.gehealthcare.com/medias/46-321272G1-P1.jpg?context=bWFzdGVyfGltYWdlc3wzMjk0NTR8aW1hZ2UvanBlZ3xhVzFoWjJWekwyaGpPQzlvWXpBdk9EZzNOemc1TWpRek5UazVPQzVxY0djfGYyMmI0MzE4OTQzN2Y4NWIxZjQyY2Q3NjAyYWE3YTJlMGEwNGUzOTI4ZjIzZTE2YWZlMjhjOTcyNTYxMTVmMjk | [16 empty] | No precautions required while handling | Versatile | Standard material for PCB | Good electrical insulator | Good strength to weight ratio | Flame resistant | Good electrical and mechanical properties | High glass transition temperature | High decomposition temperature | Free from contamination |  |  |  | Brand Name |  | Type | SID | Size |  | Color |  | Material |  | Dimensions |  | For Use With | For X-Ray | [114 empty] | Sensor Board | SID Sensor Board |  | https://services.gehealthcare.com/gehcstorefront/p/46-321272G1 | https://www.blockimaging.com/parts/46-321272g1-ge-x-ray-sensor-board |  |  |  | Ranjitha | 90.91 | 20 | 2
HCPB11_158 | GE Healthcare | 507A935G1 |  | Spanner Wrench | High Malleability Spanner Wrench |  | The Spanner Wrench is known as a mechanical tool which is used to provide the firm grip while applying torque to turn objects. This wrench is made of steel, which is also known as an iron-based alloys, which contains a minimum of chromium around 10.5%. The presence of chromium offers corrosive resistance to stainless steel and helps to resist scaling at elevated temperature. This wrench or spanner is manufactured by using high precision technique, which gives the perfect grip while applying torque to turn the objects. The good mechanical properties like high tensile strength, ductility and durability, which enhances the long-life span to the Wrench. The physical as well as the chemical properties of the steel material also enhances the product life. The spanner wrench also has the best characteristic like steel such as corrosion and rust resistance with the attractive appearance. The R-45 finish is given all over the surface of the spanner wrench which gives a good surface finish. This is being used in the X-ray machines. | [7 empty] | https://services.gehealthcare.com/medias/507A935G1-P1.jpg?context=bWFzdGVyfGltYWdlc3wxNTgzNTh8aW1hZ2UvanBlZ3xhVzFoWjJWekwyaGpOQzlvTW1Jdk9EZzJPVFkxT1RJM09UTTVNQzVxY0djfGUwZmNlNzlkOWI3MjcxNmRkM2IwY2FiZmFlMzM2MTVmMzM1M2U5ZDY4Y2EzZWE1MjRjNzViYzU0MzM1YjhjZDI | [16 empty] | High tensile strength | Good ductility | High Malleability | High Durability | High electrical and thermal conductivity | Attractive outer appearance | High Rust resistance | High corrosive resistance | Low maintenance | No preventative maintenance required |  |  |  | Brand Name |  | Type | High Malleability | Size |  | Color |  | Material |  | Dimensions |  | For Use With |  | Standards | RoHS Compliant | [112 empty] | Spanner Wrench | High Malleability Spanner Wrench |  | https://services.gehealthcare.com/gehcstorefront/p/507A935G1 | https://www.cna-medical.com/GE-Healthcare-507A935G1-SPANNER-WRENCH-p/507a935g1.htm |  |  |  | Ranjitha | 100 | 22 | 0
HCPB11_159 | GE Healthcare | 5105346-3 | Performix Pro 100 | Assembly | Performix Pro 100 Smart Pump Assembly For Discovery 750 HD, Lightspeed Ultra System | [9 empty] | https://services.gehealthcare.com/medias/5105346-3-P1.jpg?context=bWFzdGVyfGltYWdlc3wyNTAyOTF8aW1hZ2UvanBlZ3xhVzFoWjJWekwyZ3paUzlvWW1Jdk9EZzNOemc1TWpZek1qWXdOaTVxY0djfDQ3YzNiNWZhYjhjNmZhZThhNGZjMDEyYzg3YTE1MDc2MjFiNzM3OGUzNTYwYjgwM2VkMTQ4NDQ1NjFkMzZlZWQ | [16 empty] | Field Replaceable Unit (FRU) | Corrosion resistant materials allow pumping of corrosive gases | Higher operating temperatures provide ample margin to prevent gas condensation | Optimized utilities consumption | [9 empty] | Brand Name |  | Type | Smart Pump | Size |  | Color |  | Material |  | Dimensions |  | For Use With | For VCT HD Series, Discovery 750 HD, Lightspeed Ultra System | Standards | RoHS Compliant | [112 empty] | Pump Assembly | Smart Pump Pump Assembly |  | https://services.gehealthcare.com/gehcstorefront/p/5105346-3 | https://www.blockimaging.com/parts/5105346-3-ge-ct-208-vac-performix-pro-100-smart-pump-assembly |  |  |  | Ranjitha | 100 | 17 | 0
HCPB11_16 | Carestream Health, Inc |  |  | Power Supply | 28VDC Power Supply For X-Ray | [39 empty] | Brand Name |  | Type |  | Size |  | Color |  | Material |  | Dimensions |  | For Use With | For X-Ray | Voltage Rating | 28VDC | [112 empty] | Power Supply | X-Ray Power Supply |  |  | https://services.gehealthcare.sg/gehcstorefront/gehcstorefront/p/5403786?index=1 |  |  |  | Lakshmi_1 | 55.56 | 5 | 4
HCPB11_160 | GE Healthcare | 5109645 |  | Assembly | 16 Channel Switch Assembly For Signa HD 1.5T System | [9 empty] | https://services.gehealthcare.com/medias/5109645-P1.jpg?context=bWFzdGVyfGltYWdlc3wxMDY4NzB8aW1hZ2UvanBlZ3xhVzFoWjJWekwyaG1aUzlvWXprdk9EZ3lNakE1T1RRME16YzBNaTVxY0djfDJlNGZjNjdiNTM0YWY5MWE3MzlkODdlN2ZjMGU3MmZjZjU3YzA4NGJiZTE3NDhmNjJiYmQzZjExZTgxNGVkZWM | [16 empty] | Field Replaceable Unit (FRU) | Electrically conductive and non-corrosive exterior finish | Low maintenance required | High performance | Reliable and durable | Does not interfere with other subsystems | [7 empty] | Brand Name |  | Type | 16 Channel Switch | Size |  | Color |  | Material |  | Dimensions |  | For Use With | For Signa HD 1.5T System | [114 empty] | Switch Assembly | 16 Channel Switch Switch Assembly |  | https://services.gehealthcare.com/gehcstorefront/p/5109645 | https://www.blockimaging.com/parts/5109645-ge-mri-1-5t-16-channel-switch-assembly |  |  |  | Ranjitha | 100 | 17 | 0
HCPB11_161 | GE Healthcare | 5114523-2 |  | Computer | 2nd Edition Data Acquisition Reconstruction Control Computer For Computed Tomography | [9 empty] | https://services.gehealthcare.com/medias/5114523-2.jpg?context=bWFzdGVyfGltYWdlc3w0MDUxOXxpbWFnZS9qcGVnfGFXMWhaMlZ6TDJobU1pOW9NbUl2T0Rnek1EUXpNVEk1TnpVMk5pNXFjR2N8OWIyNDAxOGQzYWExYTgyNDE1YzliZDljNzViMzY3N2ZjMzViYTM5NDY0ZGIyMGZlYmUyYzllZDUzYjMyMjBhMQ | [29 empty] | Brand Name |  | Type | 2nd Edition, Data Acquisition Reconstruction Control | Size |  | Color |  | Material |  | Dimensions |  | For Use With | For Computed Tomography, Lightspeed Ultra System | [114 empty] | Computer | Data Acquisition Reconstruction Control Computer | Computed Tomography Computer | https://services.gehealthcare.com/gehcstorefront/p/5114523-2 | https://www.cna-medical.com/product-p/5114523-2.htm | https://parts.multi-inc.com/part/5114523-2-H |  |  | Ranjitha | 100 | 13 | 0
HCPB11_162 | GE Healthcare | 5116840-4 |  | Software CD | R2.1.5 Software CD For LOGIQ Book XP ultrasound system | [9 empty] | https://services.gehealthcare.com/medias/5116840-4-P1.jpg?context=bWFzdGVyfGltYWdlc3wyODU0Njh8aW1hZ2UvanBlZ3xhVzFoWjJWekwyZzBOQzlvWTJZdk9EZzNNRGN4TXpjMU16WXpNQzVxY0djfDAwYzIwYzZlMzAwZDQ0NWYzNzBjZWIwODJmNzhjZThhZTgyNjFkOTBhMmY4ZmRiZDFhZDVjMTU3N2VlOTc0ZmE | [29 empty] | Brand Name |  | Type | R2.1.5 | Size |  | Color |  | Material |  | Dimensions |  | For Use With | For LOGIQ Book XP ultrasound system | [114 empty] | Software CD | R2.1.5 Software CD |  | https://services.gehealthcare.com/gehcstorefront/p/5116840-4 | https://www.amsmedicalsource.com/products/logiq-book-xp-application-software-cd-r2-1-5 |  |  |  | Ranjitha | 100 | 11 | 0
HCPB11_163 | GE Healthcare | 5120411-2 |  | Power Cord | 2.5m L AC Power Cord For US Class, Ultrasound |  | The Alternating Current (AC) Cord for US Class 2.5m is mainly used in the ultrasound machines, Computed Tomography (CT) machines and a few other Digital Imaging (DI) machines. It is the connection between the AC power outlet and the AC adapter. It has several respective types to meet the requirements of the standards being followed in different countries, including voltage, frequency and safety regulation. This particular AC power cord is used in United States (US) and the manufacture follows their codes and standards. It has a straight cable with a three pin input plug at one end and a three pin straight connector at the other, which connects with the adaptor and continues to the system. Both the ends have protective grounds for safety purposes. It comes with a label which has the basic details printed on it. The power cord has to be plugged in while in use and disconnected properly while moving the system from one place to other. To prevent damage to the power cord, do not pull excessively on the cord or make sharp bends while wrapping. It comes with smooth finish without any burrs, sharp edges, surface blemishes, sink marks and flash marks. The power cord is extensively used in machines such as Optima CT660 32-Slice, Vivid e, LOGIQ Book XP, LOGIQ Book, LOGIQ e, Vivid e, Voluson S6, ABUS Invenia GENII, Docking Cart, LOGIQ P5 Premium and other machines. | [7 empty] | https://services.gehealthcare.com/medias/5120411-2-P1.jpg?context=bWFzdGVyfGltYWdlc3w4MTMzN3xpbWFnZS9qcGVnfGFXMWhaMlZ6TDJoaFpDOW9aR1V2T0RneU1EYzFNVE0yT0RJeU1pNXFjR2N8ZjI4YzgwZmFmN2JmNzM5YTA0NDQ2ZGI1ZGUzY2M0MjNkYTMzMGY0NjIwYjU0ZTkwMmFjOGIxMmFhNDU0M2I4NA | [16 empty] | Moisture resistant | Possesses good electric strength | Good insulation resistance | Temperature resistant up to 45° C | [9 empty] | Brand Name |  | Type | AC | Size |  | Color |  | Material |  | Dimensions |  | For Use With | For US Class, Ultrasound | Length | 2.5m | [112 empty] | Power Cord | AC Power Cord |  | https://services.gehealthcare.com/gehcstorefront/p/5120411-2 | https://www.blockimaging.com/parts/5120411-2-ge-ultrasound-ac-power-cord-us-class |  |  |  | Ranjitha | 100 | 17 | 0
HCPB11_164 | GE Healthcare | 5123732 | NSK-C4A01 | Keyboard | NSK-C4A01 Alphanumeric Keyboard | [26 empty] | Overload protection on all outputs | Voltage adjustment on all outputs | Power factor correction | Short circuit protected | [9 empty] | Brand Name |  | Type | Alphanumeric | Size |  | Color |  | Material |  | Dimensions |  | For Use With | [115 empty] | Keyboard | Alphanumeric Keyboard |  |  | https://www.probomedical.com/shop/ge-healthcare/ge-5123732-ultrasound-parts/ |  |  |  | Ranjitha | 100 | 13 | 0
HCPB11_165 | GE Healthcare | 5126615 |  | Assembly | 12 to 24V Digital Power Supply Assembly For Lightspeed Ultra System | [9 empty] | https://services.gehealthcare.com/medias/5126615U-P1.jpg?context=bWFzdGVyfGltYWdlc3wxMTQ2MDd8aW1hZ2UvanBlZ3xhVzFoWjJWekwyZzRZaTlvT0RJdk9EZ3lNakU1TXpNNE9UVTVPQzVxY0djfGQ2ZmExNjZmYzY0N2RlMjVhNDJmMGY2MTUzZGIwYWU5NzJhYTUzODlmNjYzN2M4ZWM1YTUzZDhiZWJiNTg4OTg | [16 empty] | Input OK signal and status indicator LED | Overload protection on all outputs | Voltage adjustment on all outputs | Power factor correction | Short circuit protected | Reverse Protection | Remote sense on all outputs | [6 empty] | Brand Name |  | Type | Digital Power Supply | Size |  | Color |  | Material |  | Dimensions |  | For Use With | For Lightspeed Ultra System | Voltage | 12 to 24V | [112 empty] | Power Supply Assembly | Digital Power Supply Power Supply Assembly |  | https://services.gehealthcare.com/gehcstorefront/p/5126615 | https://store.dex.com/en-apac/products/power-supply-astec-5-12-24v-1?srsltid=AfmBOormseGSeEraA0TbvAGvUEdw-9NcLZnRXQrpAQVB8O9MlcdLY7Bo |  |  |  | Ranjitha | 100 | 19 | 0
HCPB11_166 | GE Healthcare | 5130200 |  | Power Adapter | VCT Data Acquisition System Control Board Power Adapter For Optima 660 Scanner | [9 empty] | https://services.gehealthcare.com/medias/5130200.jpg?context=bWFzdGVyfGltYWdlc3w3MzQxMXxpbWFnZS9qcGVnfGFXMWhaMlZ6TDJnMU5pOW9aakF2T0Rnek1UYzFNVFkxTVRNMU9DNXFjR2N8MTI1Yjk1YThmMTMwNDllZTYyN2Y5MWMwYTRkZDIzN2I4NTdmYzZhMDJiZDQ5OGE2MDM3NjBhOTJmN2JkOTJiZg | [29 empty] | Brand Name |  | Type | VCT Data Acquisition System Control Board | Size |  | Color |  | Material |  | Dimensions |  | For Use With | For Optima 660, Discovery 750 HD Scanner | [114 empty] | Power Adapter | VCT Data Acquisition System Control Board Power Adapter |  | https://services.gehealthcare.com/gehcstorefront/p/5130200 | https://www.cna-medical.com/GE-Healthcare-5130200-VCT-DCB-PWA-p/5130200.htm |  |  |  | Ranjitha | 100 | 11 | 0
HCPB11_167 | GE Healthcare | 5131944 |  | Probe | PBT Type 4C Probe For Logic™ 7 Ultrasound | [39 empty] | Brand Name |  | Type | Type 4C | Size |  | Color |  | Material |  | Dimensions |  | For Use With | For Logic™ 7 Ultrasound | [114 empty] | Probe | Type 4C Probe |  | https://services.gehealthcare.com/gehcstorefront/p/5131944 | https://documents.cdn.ifixit.com/BkgqGfwOXsQSTLVS.pdf |  |  |  | Ranjitha | 100 | 10 | 0
HCPB11_168 | GE Healthcare | 5138201-2-ROHS |  | Corona 2 Board | Thunder M4 Version Corona 2 Board For Definium 8000 X-Ray System | [9 empty] | https://services.gehealthcare.com/medias/5138201-2-ROHS-P1.jpg?context=bWFzdGVyfGltYWdlc3wzMzk2OTZ8aW1hZ2UvanBlZ3xhVzFoWjJWekwyZ3pOeTlvT1RRdk9EZzJPVFkyTWpZMU5EUTVOQzVxY0djfGRmZGM1NGVmYWViM2VjYWU0MjVjYjZhZWM1N2RmODQ5OTk5NWNkNTc4NWExZWE3NjM2YjUzNDc1ZTAzYjczNTI | [29 empty] | Brand Name |  | Type | Thunder M4 Version | Size |  | Color |  | Material |  | Dimensions |  | For Use With | For Definium 8000 X-Ray System | [114 empty] | Corona 2 Board | Thunder M4 Version Corona 2 Board |  | https://services.gehealthcare.com/gehcstorefront/p/5138201-2-ROHS | https://www.blockimaging.com/parts/5138201-2-ge-x-ray-corona-2-board |  |  |  | Ranjitha | 100 | 11 | 0
HCPB11_169 | GE Healthcare | 5139563 |  | Adapter | 2-Port 4X Copper Infiniband Adapter For Signa HDe 1.5T System | [9 empty] | https://services.gehealthcare.com/medias/5139563-P.jpg?context=bWFzdGVyfGltYWdlc3wxMjAxMzV8aW1hZ2UvanBlZ3xhVzFoWjJWekwyaG1OUzlvTjJRdk9EZ3lNRGN6TlRBeE5qazVNQzVxY0djfGM5NjU4YjJiMDY3OTU1MmQxYjc4YTE0MmVlNWZhZmU5MDE3MzIwZWY4OWRjZTBiYjk0MDY1OWE1MDY4Y2E2MmU | [29 empty] | Brand Name |  | Type | 2-Port | Size |  | Color |  | Material | Copper | Dimensions |  | For Use With | For Signa HDe 1.5T System | Foam Factor | 6U CompactPCI | Interface | 4X Copper Infiniband | [110 empty] | Adapter | 2-Port Adapter |  | https://services.gehealthcare.com/gehcstorefront/p/5139563 | https://unity-imaging.com/product/5139563-infiniaband-bd-ge/ | https://www.cna-medical.com/product-p/5139563.htm |  |  | Ranjitha | 100 | 15 | 0
HCPB11_17 | Carestream Health, Inc | EL883 |  | FCS Lamp | FCS Lamp For DR/X-Ray |  |  |  |  | Quantum | [34 empty] | Brand Name |  | Type |  | Size |  | Color |  | Material |  | Dimensions |  | For Use With | For DR/X-Ray, Direct Radiography | [114 empty] | Lamp | FCS Lamp | DR/X-Ray FCS Lamp | [5 empty] | Lakshmi_1 | 80 | 8 | 2
HCPB11_170 | GE Healthcare | 5139591 |  | Control Panel | Right Control Panel For Lightspeed VCT 32 With Mist Gray Bezel Green LEDs |  | Right CT Control Panel - Mist Gray Bezel with Green LEDs | [7 empty] | https://services.gehealthcare.in/medias/5139591-P1.jpg?context=bWFzdGVyfGltYWdlc3wyNDEzNDF8aW1hZ2UvanBlZ3xhVzFoWjJWekwyaG1OeTlvTlRVdk9EZzNOemc1TmpJMk9UZzFOQzVxY0djfDY5OWIxNzkwOTc2OTJkMzQwNWI4M2QzNDFmYWYzY2ZjZjY3Zjk1MTMyOWQxZDQ0M2M1Mzk2ZWY5YTkwOThkODc | https://services.gehealthcare.in/medias/5139591-P2.jpg?context=bWFzdGVyfGltYWdlc3wzMDIwODl8aW1hZ2UvanBlZ3xhVzFoWjJWekwyaGhZaTlvTmprdk9EZzNOemt6T1RjeU1ESXlNaTVxY0djfGZmYzdiOTA0YTgyOTk1MDcwN2ExN2Q2NTVjOGVkNjA0M2M3ODgwYzgwYjlmNGZhY2QwMzcxODRkYWIyNmZiMTM | https://services.gehealthcare.in/medias/5139591-T1.jpg?context=bWFzdGVyfGltYWdlc3wzMjg5MjZ8aW1hZ2UvanBlZ3xhVzFoWjJWekwyaGxPUzlvTmpVdk9EZzNOems0TXpFek56Z3lNaTVxY0djfDAzNDMwZDY4M2MwZjBiMjEwMmFiOTc5NWY1NGE3MzQyMGZiZWIxMDYyYjI3YmI5NTlhMmViMGUzZDZkNTFiOWM | [14 empty] | Corrosion resistant | Toxic materials to be avoided | Seventeen switches without illumination | Seven LED indicators | [9 empty] | Brand Name |  | Type | Right | Size |  | Color |  | Material |  | Dimensions |  | For Use With | For Lightspeed VCT 32 | Comes With | With Mist Gray Bezel, Green LEDs | [112 empty] | Control Panel | Right Control Panel | CT Right Control Panel | https://services.gehealthcare.in/gehcstorefront/p/5139591# | https://www.medicaloutfittersparts.com/shop/5139591-ge-ct-lightspeed-vct-right-control-panel-pn-5139591-23732 |  |  |  | Asha | 95 | 19 | 1
HCPB11_171 | GE Healthcare | 5142849-5 |  | Scan Window Assembly | RT SG Covers Scan Window Assembly For Lightspeed RT4 CT |  | Assembly, Scan Window, Lightspeed Series RT FG Covers, Weatherstrip Updated May 2005 | [7 empty] | https://services.gehealthcare.in/medias/5142849-5.jpg?context=bWFzdGVyfGltYWdlc3wzODAwOHxpbWFnZS9qcGVnfGFXMWhaMlZ6TDJoalppOW9OVEF2T0Rnek1UYzFOVFkwT1RBMU5DNXFjR2N8YWI2NzVlNjY5ODUyMTMxZDk5NDU0YjQ5ZmJiNTg0Y2U3OTc5NWM2NTZlZDNkMzBjMGEwZTc5MTc2ZTM2ZWQ2MQ | [16 empty] | Type 301 stainless steel is both corrosion resistant and heat resistant | Electrical resistant | Lexan band has high optical quality and increases pencil hardness | Adhesive consists high cohesive strength and ability to withstand degradation | [9 empty] | Brand Name |  | Type | RT SG Covers | Size |  | Color |  | Material |  | Dimensions |  | For Use With | For Lightspeed RT4 CT | [114 empty] | Scan Window Assembly | RT SG Covers Scan Window Assembly |  | https://services.gehealthcare.in/gehcstorefront/p/5142849-5 | https://onlymedparts.com/product/assembly-scan-window-lightspeed-series-rt-sg-covers?srsltid=AfmBOor5piYtQbIKV62RnLzoOhDbQUc9chAGEg0aEQ7LUsykiRg-ZACr |  |  |  | Asha | 93.75 | 15 | 1
HCPB11_172 | GE Healthcare | 5146139 |  | Gear | Axial Encoder Gear For H2-VCT Gantry | [9 empty] | https://www.blockimaging.com/hubfs/Parts/63071_5146139%20(4)-1.jpg | https://www.blockimaging.com/hubfs/Parts/63071_5146139%20(6)-1.jpg | https://www.blockimaging.com/hubfs/Parts/63071_5146139%20(5)-1.jpg | https://www.blockimaging.com/hubfs/Parts/63071_5146139%20(7)-1.jpg | https://www.blockimaging.com/hubfs/Parts/63071_5146139%20(8)-1.jpg | https://www.blockimaging.com/hubfs/Parts/63071_5146139%20(9)-1.jpg | https://www.blockimaging.com/hubfs/Parts/63071_5146139%20(3)-2.jpg | https://www.blockimaging.com/hubfs/Parts/63071_5146139%20(2)-1.jpg | [22 empty] | Brand Name |  | Type | Axial Encoder | Size |  | Color |  | Material |  | Dimensions |  | For Use With | For H2-VCT Gantry | [114 empty] | Gear | Axial Encoder Gear |  | https://services.gehealthcare.com/gehcstorefront/p/5146139 | https://www.blockimaging.com/parts/5146139-ge-ct-axial-gantry-encoder-gear-gear-only |  |  |  | Asha | 100 | 18 | 0
HCPB11_173 | GE Healthcare | 5159097 | U0298EE | Switching Power Supply | 24V Switching Power Supply For Definium 6000 X-Ray |  | 24V switching power supply U0298EE | [7 empty] | https://services.gehealthcare.in/medias/5159097.jpg?context=bWFzdGVyfGltYWdlc3w2ODcwMXxpbWFnZS9qcGVnfGFXMWhaMlZ6TDJnek15OW9Oemt2T0RneU9UWXdOalkxT0RBM09DNXFjR2N8ZTk0NTVlMzc1MTc1YzViMWMxN2FiNWY1YjliYmM5MGNkMTRkNjZiNmVjMjllYmI1NmVjOGI3MTlmM2E0NzU4NA | [16 empty] | Universal input 90-264 Vac | High Efficiency | Adjustable output | UL508 approved | [9 empty] | Brand Name |  | Type |  | Size |  | Color |  | Material |  | Dimensions |  | For Use With | For Definium 6000 X-Ray | Voltage | 24V | [112 empty] | Switching Power Supply | X-Ray Switching Power Supply |  | https://services.gehealthcare.in/gehcstorefront/p/5159097 |  |  |  |  | Asha | 93.75 | 15 | 1
HCPB11_174 | GE Healthcare | 5159834-3 |  | Image Generator | Image Generator For Jarrell VCT 32 With Volume-Regulated Anion Channel (VRAC) 2 Improved Electromagnetic compatibility (EMC) Performance |  | Jarrell VCT Image Generator (IG) with Volume-Regulated Anion Channel (VRAC) 2 Improved Electromagnetic compatibility (EMC) Performance | [7 empty] | https://www.blockimaging.com/hubfs/Parts/32458_5159834-3%20(3).jpg | https://www.blockimaging.com/hubfs/Parts/32458_5159834-3%20(5).jpg | https://www.blockimaging.com/hubfs/Parts/32458_5159834-3%20(6).jpg | [27 empty] | Brand Name |  | Type |  | Size |  | Color |  | Material |  | Dimensions |  | For Use With | For Jarrell VCT 32 | Comes With | With Volume-Regulated Anion Channel (VRAC) 2 Improved Electromagnetic compatibility (EMC) Performance | [112 empty] | Image Generator | VCT Image Generator |  | https://my.services.gehealthcare.com/gehcstorefront/p/5159834-3 | https://www.blockimaging.com/parts/5159834-3-ge-ct-vig-computer-jarrell-goc5-with-vrac2 |  |  |  | Asha | 92.86 | 13 | 1
HCPB11_175 | GE Healthcare | 5166224 |  | Sensing Cable | Sensing Cable For Bucky Tray |  | Bucky Sensing Cable | [7 empty] | https://services.gehealthcare.com/medias/5166224-P1.jpg?context=bWFzdGVyfGltYWdlc3w4NDYwN3xpbWFnZS9qcGVnfGFXMWhaMlZ6TDJnM05DOW9OVFl2T0RneU1EZzRNamN6TlRFek5DNXFjR2N8ZjQ5ZDcwZjc3Nzc4MDQyNjBmMzJjMjVjYjk5MThhZGRhNmQ0MDJhMGQzNTVmNzQyZDEzMzQ4MDJmNjJlYzlkMQ | [29 empty] | Brand Name |  | Type |  | Size |  | Color |  | Material |  | Dimensions |  | For Use With | For Bucky Tray | [114 empty] | Sensing Cable | Bucky Sensing Cable |  | https://services.gehealthcare.com/gehcstorefront/p/5166224 |  |  |  |  | Asha | 90 | 9 | 1
HCPB11_176 | GE Healthcare | 5169251 |  | Cleaning Sponge | Slip Ring Cleaning Sponge For VCT |  | Slip Ring Cleaning Sponge - VCT | [7 empty] | https://services.gehealthcare.in/medias/5169251-P1.jpg?context=bWFzdGVyfGltYWdlc3wzMDUyMTd8aW1hZ2UvanBlZ3xhVzFoWjJWekwyaG1NeTlvTXpndk9EZzNOemc1T0RBd05qVTFPQzVxY0djfDBjMTljZGYyNjg4ZTcxOWExY2M3NGVjYjY5YTZlYjIxNzQzYWY0NGVhMWRhMDVkMjcwZTM1ZWNlNTRhYzQ4YjU | https://services.gehealthcare.in/medias/5169251-P2.jpg?context=bWFzdGVyfGltYWdlc3w2MDkxNjd8aW1hZ2UvanBlZ3xhVzFoWjJWekwyZ3laUzlvTlRFdk9EZzNOemswTVRReU5ERTFPQzVxY0djfDhlZjQ5ZWEyNmZhZGNiMDhlNTI5YmViYjQ4NTEwOWI3N2UzYWZlN2U1NmM4ZmJhYWJkZmExZTRiMDkyMDg0Yjc | https://services.gehealthcare.in/medias/5169251-T1.jpg?context=bWFzdGVyfGltYWdlc3w0OTc1MDJ8aW1hZ2UvanBlZ3xhVzFoWjJWekwyZ3hNaTlvWVRndk9EZzNOems0TkRZM056a3hPQzVxY0djfGI5Y2FlMzhmOTAxMDRiM2Q1YWM0MjBhMTIxOTE3YjQ4YTc1YTcwMDVkMmNhNDgzYjBlNGI0MDFkOGNhNmQ2MGI | [27 empty] | Brand Name |  | Type | Slip Ring | Size |  | Color |  | Material |  | Dimensions |  | For Use With | For VCT | [114 empty] | Cleaning Sponge | Slip Ring Cleaning Sponge |  | https://services.gehealthcare.in/gehcstorefront/p/5169251# | https://www.blockimaging.com/parts/5169251-ge-ct-slip-ring-cleaning-sponge |  |  |  | Asha | 92.86 | 13 | 1
HCPB11_177 | GE Healthcare | 5174313-14 |  | Coolant | 4Gal DI Water Non-Copper Corrosive TTA Algae Resistant Coolant For 1.5T Optima MR360 FRU |  | This coolant is used in MRI (Magnetic Resonance Imaging) scan equipment as refrigeration technology. When the MRI scan uses magnetic fields to generate high resolution image inside the human body and these machines are low temperature super conducting material, they conduct the electric current with no resistance. The coolant is poured to maintain the thermal circuit in ideal condition for long durations and it act as quenching process. The gradient coolant water is to be supplied in easy pour, shatterproof containers that can withstand freezing cycling. The neutralizing amine and water-based corrosion inhibitor is used to for the corrosion resistance and biocide is used to prevent contamination. Through the removal of this heat by the coolant fluid, the MRI scan is able to operate in an efficient manner. The coolant fits well into many demanding applications. The product's superior quality offers reliable operation, efficient functioning and longer life span. | [7 empty] | https://services.gehealthcare.in/medias/5174313-4-P1.jpg?context=bWFzdGVyfGltYWdlc3wyMzUyNzZ8aW1hZ2UvanBlZ3xhVzFoWjJWekwyZzJaaTlvWlRNdk9EZzNOemc1T0RRMk5UTXhNQzVxY0djfDEwMzQ0MGY1ZTIxODc0MjI0YmJkNThiMzlmYTk3MGRkMTk0ZjU5YWI4NWM4MTkwMzAxYjMxZTYxMjM3ZmQxYjY | https://services.gehealthcare.in/medias/5174313-4-P2.jpg?context=bWFzdGVyfGltYWdlc3wyNDUxNzh8aW1hZ2UvanBlZ3xhVzFoWjJWekwyZ3lZaTlvTkRNdk9EZzNOemswTWpBME5qYzFNQzVxY0djfGQ2MjlhYzMwNzVkMTM4YWE0Yzg5YzQ4NjZjYTg1MzY1ZDAyOGRhODRiOTcxNzkzZDc3NWE4YjE2ZTNkMTQ4NTQ | https://services.gehealthcare.in/medias/5174313-4-T1.jpg?context=bWFzdGVyfGltYWdlc3wyNTc4MTR8aW1hZ2UvanBlZ3xhVzFoWjJWekwyaGlOaTlvWlRjdk9EZzNOems0TlRBM01URXpOQzVxY0djfDI5ZGNmYTM1NTE3NzBlZjUyZjhlOTRlZDNiYzBhYTRhMzJkOTlhOGFiNjZlOGFmYjllZmQ0NTA0ODljNmQyNTA | https://services.gehealthcare.in/medias/5174313-4-FRU-4-GALLONS-COOLANT-NON-COPPER-CORROSIVE-ALGAE-RESISTANT-XRMB-GRADIENT.jpg?context=bWFzdGVyfHJvb3R8NDY3NzJ8aW1hZ2UvanBlZ3xhR1F5TDJnMk15ODVNak00TnpJMU9URTROelV3THpVeE56UXpNVE10TkNCR1VsVXNJRFFnUjBGTVRFOU9VeXdnUTA5UFRFRk9WQ3dnVGs5T0xVTlBVRkJGVWlCRFQxSlNUMU5KVmtVc0lFRk1SMEZGSUZKRlUwbFRWRUZPVkN3Z1dGSk5RaUJIVWtGRVNVVk9WQzVxY0djfGNlYTBjYjYyZThlZDdjNGYyOTNlNjVhYmRhODEzZTc5NDAyMmM5MDdjMmViMDdhN2YxYjYyNzUwZTNiZTI3NWE | [13 empty] | Heat resistant | Easy to handle | Odorless liquid | Corrosion resistant | [9 empty] | Brand Name |  | Type | DI Water, Non-Copper Corrosive TTA, Algae Resistant | Size |  | Color |  | Material |  | Dimensions |  | For Use With | For 1.5T Optima MR360 FRU | Capacity | 4Gal | [112 empty] | Coolant | Non-Copper Corrosive Coolant | Algae Resistant Coolant | https://services.gehealthcare.in/gehcstorefront/p/5174313-4# |  |  |  |  | Asha | 95 | 19 | 1
HCPB11_178 | GE Healthcare | 5177597 |  | Cradle Wheel Bearing | 11 Ball Cradle Wheel Bearing For Legacy MR Other |  | The Cradle Wheel Bearing is a type of radial thrust ball bearing. This part contains the tire, balls, cage, inner ring and outer ring. Bearings are used to help reduce friction. Metal on metal contact produces large amounts of friction. The friction adds to wear and tear of the metal, producing grinding that slowly degrades the metal. Wheel bearings reduce this friction by having the two surfaces roll over each other thus reducing the amount of friction produced. They consist of a smooth metal ball or roller that rolls against a smooth inner and outer metal surface. The inner ring and outer ring are made of acetal copolymer material. This material has desirable characteristics like good stiffness, toughness and strength. This part is widely used in MR Signa HDxt 1.5T, UL LOGIQ P5, MR Signa HDx Twinspeed 1.5T, UL LOGIQ 5 MR Signa Horizon Echospeed LX 1.5T, 3.0T SIGNA PIONEER, MR Signa Optima HDxt 23 1.5T, MR Signa HD23 Vibrant 1.5T, XM Senographe DS and many other machines. | [7 empty] | https://services.gehealthcare.in/medias/5177597-P1.jpg?context=bWFzdGVyfGltYWdlc3w3NTA5NHxpbWFnZS9qcGVnfGFXMWhaMlZ6TDJnMlpTOW9OV1F2T0RneU1EZ3hNamcwTURrNU1DNXFjR2N8MDBlYjY3NTA3MDAwODM5MDRmZGVlNDM3ODZhYWU0NDUzNTNhMTBhZThhZmE2ZjRjMTJiNzUwNjkzZGU2ZWMzYw | https://services.gehealthcare.in/medias/5177597-T1.jpg?context=bWFzdGVyfGltYWdlc3w3Mjg0OXxpbWFnZS9qcGVnfGFXMWhaMlZ6TDJnMVpTOW9ORGN2T0RneU1EZ3pPRFl5T1RRd05pNXFjR2N8YWJmNGVjOGNhMWE3YThmMDdlNTFjYTg5N2FiY2MxYzcwODllZTE4ZGYzODM5YWZhNDMyMDE1NDkzMjFjNWM4Mw | https://services.gehealthcare.in/medias/5177597-Cradle-Wheel-Bearing-11-Ball-1-.jpg?context=bWFzdGVyfHJvb3R8NDI1MTR8aW1hZ2UvanBlZ3xhRE5qTDJnMk5DODVNak00TnpJMU9UVXhOVEU0THpVeE56YzFPVGNnUTNKaFpHeGxJRmRvWldWc0lFSmxZWEpwYm1jZ0xTQXhNU0JDWVd4c0lDZ3hLUzVxY0djfDk0YjU4NTFkNjQxZDMyZGNmZGIwMjNlMjg4ZGNmODE2MzEzNTFiYzUzNTkwODhlYTdhYTAyMzY3MzliNmIwN2M | [14 empty] | Made of quality material | Good structural design | Good heat resistance | Good corrosion resistance | [9 empty] | Brand Name |  | Type | 11 Ball | Size |  | Color |  | Material |  | Dimensions |  | For Use With | For Legacy MR Other | [114 empty] | Cradle Wheel Bearing | 11 Ball Cradle Wheel Bearing |  | https://services.gehealthcare.in/gehcstorefront/p/5177597# | https://www.blockimaging.com/parts/5177597-ge-mri-cradle-wheel-bearing-11-ball |  |  |  | Asha | 100 | 18 | 0
HCPB11_179 | GE Healthcare | 5178978 |  | ECG Patient Cable | Norav AHA ECG Patient Cable For Voluson P6 Ultrasound |  | Norav ECG Patient Cable AHA Type | [7 empty] | https://services.gehealthcare.vn/medias/5178978-P1.jpg?context=bWFzdGVyfGltYWdlc3wzODU0MDN8aW1hZ2UvanBlZ3xhVzFoWjJWekwyZzBZaTlvWVdVdk9Ea3hNRGd6TXpBeU5UQTFOQzVxY0djfDViMjBlNzdjOWIzOTcxM2RlYmYwNWRmMmEwZTRlMjI2MTllNzdlNWUwYWZlNGMxMzE0OWRiOWQzNTZlODRmNDc | https://services.gehealthcare.vn/medias/5178978-P2.jpg?context=bWFzdGVyfGltYWdlc3w0MDIyNDl8aW1hZ2UvanBlZ3xhVzFoWjJWekwyZzVOUzlvTTJVdk9Ea3hNRGcyTnpRMk5ESXlNaTVxY0djfDIwN2M5Mzc5ZDVlZDMzNDFmNjFkODgwNTVhZDZmYzQ2MjBhMjQwN2IyMmRiZGVlMzViMmYyM2RlMTc5MzdhYTg | https://services.gehealthcare.vn/medias/?context=bWFzdGVyfGltYWdlc3wzNjg4NDZ8aW1hZ2UvanBlZ3xhVzFoWjJWekwyZzVaUzlvTXpVdk9Ea3hNRGt3TVRVM05UY3hNQzVxY0djfDE5OTdlZDdjNjJhNjQ2ZDg0YmU5MjNhNjVhODY3YjFlNGE4ZTI3NGE4YjI1MGRkNDI1M2YyMmI1YzRiMmI5OWM | [27 empty] | Brand Name | Norav | Type | AHA | Size |  | Color |  | Material |  | Dimensions |  | For Use With | For Voluson P6 Ultrasound | [114 empty] | ECG Patient Cable | Norav AHA ECG Patient Cable |  | https://services.gehealthcare.vn/gehcstorefront/p/5178978# |  |  |  |  | Asha | 92.86 | 13 | 1
HCPB11_18 | Carestream Health, Inc | FA30-026 |  | Push Latch | Black 2-Piece Strike Push Latch For DR/X-Ray |  |  |  |  | Quantum | [34 empty] | Brand Name |  | Type | 2-Piece Strike | Size |  | Color | Black | Material |  | Dimensions |  | For Use With | For DR/X-Ray, Direct Radiography | [114 empty] | Push Latch | DR/X-Ray Push Latch | Black Push Latch |  | https://integritymedicalservice.com/carestream-parts/quantum-parts/FA30-026/ | https://pmbiomedical.com/products/img_parts_push-latch-black-2-piece-strike_94572 |  |  | Lakshmi_1 | 92.31 | 12 | 1
HCPB11_180 | GE Healthcare | 5183331 |  | Primary Handset | Primary Handset For MG And Myosight |  | Primary handset for MG_MyoSIGHT | [7 empty] | https://services.gehealthcare.in/medias/5183331-T1.jpg?context=bWFzdGVyfGltYWdlc3wzODA0ODJ8aW1hZ2UvanBlZ3xhVzFoWjJWekwyZzROUzlvWVdRdk9EZzFPRGcwTXpRME56TXlOaTVxY0djfGIwYjJlNjkxNzNmZmQzZTVmMzllOGUyMTFkNzhiNWYyOTUxNzlkNGEzMmZlOTkxZDYxOWM0MTY0YWRhZWIxNGM | https://services.gehealthcare.in/medias/5183331-T2.jpg?context=bWFzdGVyfGltYWdlc3wzODIwMjF8aW1hZ2UvanBlZ3xhVzFoWjJWekwyZzVOUzlvWlRFdk9EZzFPRGczTlRBMk9EUTBOaTVxY0djfDNlNjJjNzNjZDk0NmE4OTcwODc2ZDU0ZTEzY2RjMzM1Njg4NDM3MDgwOTFhMDBiMzdlNTA2MWNhNjc2NGU3Zjk | https://services.gehealthcare.in/medias/5183331-ALT.jpg?context=bWFzdGVyfGltYWdlc3w0MTAyNDB8aW1hZ2UvanBlZ3xhVzFoWjJWekwyZ3pOaTlvTlRJdk9EZzFPRGt3TXpBeE9UVTFNQzVxY0djfGE3YzljZmRkNDkwZDJjZGQ2OTlkMjI5MTZkODI4ZDc3MjJkMDVhYmQ1MmQ1YmY2OTRlYzEzNTc2Y2NlYjZkMTQ | [27 empty] | Brand Name |  | Type |  | Size |  | Color |  | Material |  | Dimensions |  | For Use With | For MG And Myosight | [114 empty] | Primary Handset |  |  | https://services.gehealthcare.in/gehcstorefront/p/5183331# |  |  |  |  | Asha | 90.91 | 10 | 1
HCPB11_181 | GE Healthcare | 5183459-2 |  | Battery | Lithium Battery For LOGIQ i Ultrasound |  | Li Battery package | 30 Days | [6 empty] | https://services.gehealthcare.in/medias/5183459-2-P1.jpg?context=bWFzdGVyfGltYWdlc3w0NzkwNnxpbWFnZS9qcGVnfGFXMWhaMlZ6TDJoak5pOW9NelV2T0RneU1qRTBOVGd4TURRMk1pNXFjR2N8MzgwNTA0N2NiZTRkN2NhNTU4ZTliNjUxMTVlNWYzNzgzNjgxNGExMGEwOTQzMWJlYWUyYzBmMTUzOTM5ZWQ5YQ | https://services.gehealthcare.in/medias/5183459-2-T1.jpg?context=bWFzdGVyfGltYWdlc3w0ODA4MnxpbWFnZS9qcGVnfGFXMWhaMlZ6TDJobVlTOW9PVEF2T0RneU1qRTJNekUwTkRjek5DNXFjR2N8YzYwNjBkYjY5NjFiMTdiMDAyNzJlZjA2NTg1YjU4OGQ5YmUwYjk2OTlmOWI4ZjZlMjk5NjZjNzY5MjdmNzI0NQ | [28 empty] | Brand Name |  | Type | Lithium | Size |  | Color |  | Material |  | Dimensions |  | For Use With | For LOGIQ i Ultrasound | [114 empty] | Battery | Lithium Battery |  | https://services.gehealthcare.in/gehcstorefront/p/5183459-2# | https://www.dotmed.com/listing/ultrasound-shared-service/ge/logiq-i/5183459-2/2374748 |  |  |  | Asha | 92.86 | 13 | 1
HCPB11_182 | GE Healthcare | 5184311 |  | Hose Cover Kit | Hose Cover Kit For Revolution XRD |  | The Hose Cover Kit consists of a long hose pipe, short hose pipe and instruction manual. It is used in X-Ray machines. These pipes are used for extension of the system from one place to another that consists of many cables of that are components of the system. The short length hose pipe is installed first and then long hose pipe is installed. Two Philips head screws are loosened to install these pipes. Two zippers are attached for each hosepipe for removing the cover. Loosen the hardware connecting the hose bracket to the support for holding hose pipe in place. These hose pipes are made of a polyester material or odyssey III, which has good elasticity, wrinkle resistance and shape retention. The material used for this component has good mechanical properties. Install the components according to checkout procedures from instruction manual provided along with this kit. This kit is being used in XF Precision Rxi, CT Optima CT580W 16-Slice, XR Definium 6000, MR Optima MR450W GEM 1.5T, XR Revolution XR/d, CT LightSpeed 7.X VCT 64-Slice and in many other systems. | [7 empty] | https://my.services.gehealthcare.com/medias/5184311-T1.jpg?context=bWFzdGVyfGltYWdlc3wxNzcyMzF8aW1hZ2UvanBlZ3xhVzFoWjJWekwyZzRNeTlvTldVdk9EZzFNemN6TWpnMU1UYzBNaTVxY0djfDg4YTI2YjA5ODZjMGI0ODFhZWVjMzYwNGNhYTc2YWJiYWEzODNlM2Q4ZTUwZmM2ZGM3YWU0NjZmNTk3NmUyNjU | https://my.services.gehealthcare.com/medias/5184311-T2.jpg?context=bWFzdGVyfGltYWdlc3wxODQ0OTF8aW1hZ2UvanBlZ3xhVzFoWjJWekwyZzJOUzlvTnpJdk9EZzFNemMwTnpnMU9UUTROaTVxY0djfGQ0MzFlOGJiMDMyY2Q5NzI4Y2NjOGM3OTMyMGQ5MjcwMDBiNGViZTY4N2U5NGFhYzM3MjU2Y2I3NWM4MDA3MTE | https://my.services.gehealthcare.com/medias/5184311-ALT.jpg?context=bWFzdGVyfGltYWdlc3wxOTgzMTV8aW1hZ2UvanBlZ3xhVzFoWjJWekwyZ3hZeTlvTlRZdk9EZzFNemMyTVRJMk1UVTVPQzVxY0djfDJiNTc2YzE1NmJiNWNiNzhhZWQ4ZjYwNTFjYzc0Zjg2YmMyMWZiYTZlZDFhYjA5ODIzYjA1N2ZiMDBjYzhlMmE | [14 empty] | Excellent strength and durability | Tear and abrasion resistant | Dimensional stability | UV resistant | [9 empty] | Brand Name |  | Type |  | Size |  | Color |  | Material |  | Dimensions |  | For Use With | For Revolution XRD | [114 empty] | Hose Cover Kit | X-Ray Hose Cover Kit |  | https://my.services.gehealthcare.com/gehcstorefront/p/5184311# |  |  |  |  | Asha | 100 | 16 | 0
HCPB11_183 | GE Healthcare | 5189544 | RAB2-5-D | Probe | 1.0-5.0MHz 3D/4D Curved Array Probe For LOGIQ E9 Ultrasound |  | RAB2-5-D Probe | [37 empty] | Brand Name |  | Type | 3D/4D Curved Array | Size |  | Color |  | Material |  | Dimensions |  | For Use With | For LOGIQ E9 Ultrasound | Frequency Range | 1.0-5.0MHz | [112 empty] | Curved Array Probe | Ultrasound Probe |  | https://shop.gehealthcare.ca/gehcstorefront/p/5189544 | https://lysis.cc/products/ge-rab2-5-d |  |  |  | Asha | 84.62 | 11 | 2
HCPB11_184 | GE Healthcare | 5193173 |  | Drive Assembly | Column Rotation Drive Assembly For Discovery XR656G2 Optima XR646 |  | Column rotation drive asm | [7 empty] | https://services.gehealthcare.com/medias/5193173-P1.jpg?context=bWFzdGVyfGltYWdlc3w2MjAxMnxpbWFnZS9qcGVnfGFXMWhaMlZ6TDJoaVlTOW9ZVEV2T0RneU1USTVOVEkxTVRRNE5pNXFjR2N8ZGEyODI5ZTcwOThkMDNkMTc2MzEzMTY3ZDJhMjg5OTQ5MmU3NjYzY2U4MWZkODRmZDVhY2JiZGM4ZDI0OGNkZA | [16 empty] | High corrosion resistance | Offers electrical and thermal conductivity | Light weight | High strength and stiffness properties | Good dimensional stability | RoHS compliant | [7 empty] | Brand Name |  | Type | Column Rotation | Size |  | Color |  | Material |  | Dimensions |  | For Use With | For Discovery XR656G2, Optima XR646 | [114 empty] | Drive Assembly | Column Rotation Drive Assembly |  | https://services.gehealthcare.com/gehcstorefront/p/5193173 | https://radmedparts.com/products/column-rotation-drive-asm |  |  |  | Asha | 94.44 | 17 | 1
HCPB11_185 | GE Healthcare | 5201044-7 | GTX 2.5 | Transmitter Board | Ichiro Global Transmitter Board For Logiq E9 Ultrasound |  | Ichiro Global Transmit Board, GTX 2.5 | 30 Days | [6 empty] | https://services.gehealthcare.com/medias/5201044-7-T1.jpg?context=bWFzdGVyfGltYWdlc3w0NTQ5NzF8aW1hZ2UvanBlZ3xhVzFoWjJWekwyaGtZUzlvTVRndk9EZzFORE16TkRFME5EVTBNaTVxY0djfDZjNTkxZTA4MjZmODUzODYxYTE2OGE3NzZjNzZlZGJmZGMzMjcyNmZkYjIxNDc5N2MxYzNkMzQ0ZjBiZWRjYmE | [16 empty] | Safe and reliable operation | Aesthetic in appearance | Good corrosion resistant and impact resistant | Enhanced durability and reliability | It is a ROHS compliant | [8 empty] | Brand Name | Ichiro | Type | Global | Size |  | Color |  | Material |  | Dimensions |  | For Use With | For Logiq E9 Ultrasound | [114 empty] | Transmitter Board | Transmit Board | Ichiro Global Transmit Board | https://services.gehealthcare.com/gehcstorefront/p/5201044-7 | https://www.dotmed.com/listing/ultrasound-accessories/ge/logiq-e9-ultrasound-gtx25-board-model-5201044-7-c-gtx25-30-days-warranty/5201044-7-c-gtx25/5216944 |  |  |  | Asha | 95.24 | 20 | 1
HCPB11_186 | GE Healthcare | 5202201 |  | Module | Slots 1-8 49-57 Saturn Single FL Module For Optima CT660 |  | Single FL Module SATURN Slots 1-8, 49-57 | 30 Days | [6 empty] | https://services.gehealthcare.com/medias/5202201-P1.jpg?context=bWFzdGVyfGltYWdlc3wzMDc1Nzh8aW1hZ2UvanBlZ3xhVzFoWjJWekwyZzRNQzlvWkRjdk9EZzNORGMzT0RNMk1UZzROaTVxY0djfDExYWJiNDlmNzEwMGE4OGY4N2IwZTBiMGUxNTMzNWNhMTc0NDYzYzY5OGJiOTRiNmEzYzg1ODEyNjlkODcwYmQ | [29 empty] | Brand Name | Saturn | Type | Slots 1-8, 49-57 Single FL | Size |  | Color |  | Material |  | Dimensions |  | For Use With | For Optima CT660 | [114 empty] | Single FL Module | Saturn Single FL Module | Single FL Module Slots | https://services.gehealthcare.com/gehcstorefront/p/5202201 | https://www.novarium.net/vendita/prodotto/?pid=19042301456828 |  |  |  | Asha | 93.33 | 14 | 1
HCPB11_187 | GE Healthcare | 5205054-5 |  | Main Power Supply | Lambda Main Power Supply For LOGIQ 400 With 100V-240V Ichiro R5 CW SWE Improvements |  | Lambda Main Power Supply, Universal AC Input, 100V-240V Ichiro R5 CW SWE | 6 Months | [6 empty] | https://services.gehealthcare.com/medias/5205054-5-P1.jpg?context=bWFzdGVyfGltYWdlc3wyNDU2ODR8aW1hZ2UvanBlZ3xhVzFoWjJWekwyZzNNQzlvTUdVdk9EZzJPVFkyT0RVeE9UazJOaTVxY0djfDcwMTFkMDQ0NDc1NGI2ODBmOTJkMTk3ZjQ5YjI4YzljOWQ4NmNhZTEzYTAyZTQ4OTcwYWY3ZmEwZjE3ODI1OWM | [16 empty] | Multi-output power supply | Universal input voltage range 90 to 250 VAC | Excellent power factor correction | Efficiency minimum 73% at full load | Mean Time Between Failure (MTBF) 50,000 hours | Inbuilt with cooling fan and circuit breaker or fuse | Overvoltage, overcurrent and thermal protection | RoHS Complaint | [5 empty] | Brand Name | Lambda | Type |  | Size |  | Color |  | Material |  | Dimensions |  | For Use With | For LOGIQ 400 | Comes With | With 100V-240V Ichiro R5 CW SWE Improvements | [112 empty] | Main Power Supply | Lambda Main Power Supply |  | https://services.gehealthcare.com/gehcstorefront/p/5205054-5 | https://www.probomedical.com/shop/ge-healthcare/ge-5205054-5-ultrasound-parts/ |  |  |  | Asha | 95.45 | 21 | 1
HCPB11_188 | GE Healthcare | 5207000-65 |  | Frame | Frame For LOGIQ E9 With LED Backlight LCD and Touchscreen |  | The Frame with LED Backlight LCD and Touchscreen is used for LOGIQ E9 device as a spare part. The assembly has a frame with EMC gasket, which holds the touchscreen on the front. The LCD display, a LED backlight version, is mounted on the rear of the assembly. The assembly has video interface cable included at the rear. It is a spare part for the upper OP panel. The frame is a sheet metal frame used over the upper OP panel for protection against wear and tear. It contains not more than a maximum concentration of 0.1% by weight in homogenous materials for lead, mercury, hexavalent chromium, polybrominated biphenyls (PBB) and polybrominated biphenyl ethers (PBDE) and of 0.01% by weight in homogeneous materials for cadmium. The assembly is enclosed in a sealed anti-static bag. The GE product is an Innovation and technology which fits well into versatile customer needs. It is manufactured using high precision techniques which helps to achieve a good surface finish as well as good product consistency. These parts are diligently designed for high Performance and reliability. It is securely packed inside a high quality packing box to avoid physical damage during transit and labeled with details about the product, Quality Assurance (QA) seal and shipment details. | [24 empty] | Good dimensional stability | Easy to use and handle | Highly reliable and durable | It is a ROHS compliant | [9 empty] | Brand Name |  | Type |  | Size |  | Color |  | Material |  | Dimensions |  | For Use With | For Logiq E9 Ultrasound | Comes With | With LED Backlight LCD and Touchscreen | [112 empty] | Frame | Ultrasound Frame |  | https://services.gehealthcare.in/gehcstorefront/gehcstorefront/p/5207000-65-R?index=1 |  |  |  |  | Asha | 73.33 | 11 | 4
HCPB11_189 | GE Healthcare | 5212799 |  | End Cap Assembly | End Cap Assembly For Table Top Workstation Systems With Table End Cap, Bracket (Left And Right), Stopper, Washer, Screws And Bumper (Left And Right) |  | The end cap comes as a part of table top workstation systems. The assembly contains a table end cap, bracket (left and right), stopper, washer, screws and bumper (left and right). It is used in the table top medical workstations to hold components. The end cap is mounted onto the table by means of washers and screws and bumpers and stoppers are placed at the ends. The assembly is resistant to flames and is safe to use in apparatus like X-ray machines where safety is critical. It comes as a part of a wide range of medical equipment like CT LightSpeed 7.X VCT 64-Slice, XR Optima XR220amx, MR Signa Horizon Hispeed LX 1.5T, XR Revolution XR/d, XF URP DETECTOR, XR Discovery XR656, XM Seno Advantage, MR Signa Cryogens, XR Definium 6000, XR Discovery XR650 and XR RTI RAD TABLE MPX/SPX GEN. | [7 empty] | https://services.gehealthcare.vn/medias/5212799-P1.jpg?context=bWFzdGVyfGltYWdlc3w3MTg3NnxpbWFnZS9qcGVnfGFXMWhaMlZ6TDJnd01DOW9PREV2T0RneU1EYzFNVGc1TWpVeE1DNXFjR2N8Njk2NzA1MGIzMzBhNDhiYzI5MTlmM2IwYjgyN2YzMmMwYjkyNjY5ZmQ2ZTc0YjI5OGUzZDZhZmE5YjMxZGEyNQ | https://services.gehealthcare.vn/medias/5212799-T1.jpg?context=bWFzdGVyfGltYWdlc3w3MjE0N3xpbWFnZS9qcGVnfGFXMWhaMlZ6TDJoallTOW9NV0l2T0RneU1EYzJORGcyT0RZek9DNXFjR2N8OTQ3NTk4MjYxZjQ2MmZiOWMyNWUxMzg1OTlkMWFmYTBmZTM1OWZkYTAyOTAzOTQyMThlNDg4ZmYyZTRmZjU0Zg | [15 empty] | Verified by UL safety consulting and certification | Can be used in placed where fire safety is of utmost importance | Reliable and durable | Ease of adjustment | [9 empty] | Brand Name |  | Type |  | Size |  | Color |  | Material |  | Dimensions |  | For Use With | For Table Top Workstation Systems | Comes With | With Table End Cap, Bracket (Left And Right), Stopper, Washer, Screws And Bumper (Left And Right) | [112 empty] | End Cap Assembly |  |  | https://services.gehealthcare.vn/gehcstorefront/p/5212799# | https://www.cna-medical.com/product-p/5212799.htm |  |  |  | Asha | 88.24 | 15 | 2
HCPB11_19 | Carestream Health, Inc | KT30-042 |  | Techvision Handle and Switch | Techvision Handle and Switch For X-Ray Rad Room |  |  | 90 Days | [36 empty] | Brand Name |  | Type |  | Size |  | Color |  | Material |  | Dimensions |  | For Use With | For X-Ray, Rad Room | [114 empty] | Techvision Handle and Switch | Rad Room Techvision Handle and Switch |  |  | https://integritymedicalservice.com/carestream-parts/quantum-parts/KT30-042/ | https://www.dotmed.com/listing/rad-room/carestream/x-ray-room/kt30-042/3755111 |  |  | Lakshmi_1 | 90 | 9 | 1
HCPB11_190 | GE Healthcare | 5220443 | 07MW11.X | Software Collector | Software Collector For Lightspeed Plus CT With Rating Plate |  | The Software Collector comes as a part of the Computed Tomography (CT). The CT is a computerized process of obtaining images or scanning the body parts by means of X-Rays. It is used for imaging method diagnosis using X-Rays. A stream of electrons produced by X-Ray tube is accelerated to specific velocities by an external voltage supply and collide with the target anode in the tube. The beam formed is focused on the patient, and X-Rays emerging from the patient carry the image information which can be stored in a film. The collimator is provided to narrow the rays such that a parallel beam of rays is created which are aligned in a direction. In other words, it filters the rays. It is used to read the application DVD, the operating system DVD and serial over LAN CD. It is used in CT deices like the HiSpeed QX/i, BrightSpeed, LightSpeed 1x, 2x, 3x, 4x, 5x, RT (4-Slice) CT scanner systems. | [7 empty] | https://services.gehealthcare.in/medias/5220443-T1.jpg?context=bWFzdGVyfGltYWdlc3w1NTMwOXxpbWFnZS9qcGVnfGFXMWhaMlZ6TDJoaE55OW9NVEF2T0RneU56VXhNekUwTXpNeU5pNXFjR2N8MjY1NzNmNTZkMmEwMDFmYjAyMDdhN2IwMGE1N2I2NjZlM2UzNDQ4MWMwNGMyY2YxNzM4ZjYyZjlkYjRlMTZiMg | https://services.gehealthcare.in/medias/5220443-P1.jpg?context=bWFzdGVyfGltYWdlc3w1MzY1N3xpbWFnZS9qcGVnfGFXMWhaMlZ6TDJneFlpOW9OalF2T0RneU56VXpOVGt4TnpBNE5pNXFjR2N8OWQyMGRkMTFhM2E4MzFlZTMyM2MyNDliOTMzZDhmMWM0ZGE3Yzc1OWI5YjU5YzI3ZjA0M2MxNTc2ZjQ5ZDJjYg | [15 empty] | CD-ROM and DVDs meet the ISO 9660 specifications | Packaging adheres to global specifications and is free of any physical damage | Does not contain any sharp edges or burrs | Aesthetic in appearance | [9 empty] | Brand Name |  | Type |  | Size |  | Color |  | Material |  | Dimensions |  | For Use With | For Lightspeed Plus CT | Comes With | With Rating Plate | [112 empty] | Software Collector | CT Software Collector |  | https://services.gehealthcare.in/gehcstorefront/p/5220443# |  |  |  |  | Asha | 100 | 17 | 0
HCPB11_191 | GE Healthcare | 5233006 |  | Printed Wire Assembly | GRE Intercom Printed Wire Assembly For Lightspeed VCT 32 |  | GRE Intercom PWA | [7 empty] | https://services.gehealthcare.in/medias/5233006.jpg?context=bWFzdGVyfGltYWdlc3w2MDc0OXxpbWFnZS9qcGVnfGFXMWhaMlZ6TDJnd01DOW9aVEl2T0Rnek1UYzJNamN5TmprME1pNXFjR2N8OGQ3NTM1YWNhODc0MjY5MjEzZWI4YjE1ZDVjMTdlMzE3YjJhNzhiOGU4YzZiY2IyZWRkOWNlZTM1OTUzMjlmMA | [29 empty] | Brand Name | GRE | Type | Intercom | Size |  | Color |  | Material |  | Dimensions |  | For Use With | For Lightspeed VCT 32 | [114 empty] | Printed Wire Assembly | Intercom Printed Wire Assembly | CT Printed Wire Assembly | https://services.gehealthcare.in/gehcstorefront/p/5233006 | https://www.dotmed.com/listing/ct-scanner/ge/ge-ct/5233006/4905387 |  |  |  | Asha | 92.86 | 13 | 1
HCPB11_192 | GE Healthcare | 5234954 |  | Collimator | Overhead Collimator For Definium 6000 X-Ray |  | Siemens Collimator | [7 empty] | https://www.blockimaging.com/hubfs/Parts/61839_5234954%20(7).jpg | https://www.blockimaging.com/hubfs/Parts/61839_5234954%20(2).jpg | https://www.blockimaging.com/hubfs/Parts/61839_5234954%20(3).jpg | https://www.blockimaging.com/hubfs/Parts/61839_5234954%20(4).jpg | https://www.blockimaging.com/hubfs/Parts/61839_5234954%20(5).jpg | https://www.blockimaging.com/hubfs/Parts/61839_5234954%20(6).jpg | [24 empty] | Brand Name |  | Type | Overhead | Size |  | Color |  | Material |  | Dimensions |  | For Use With | For Definium 6000 X-Ray | [114 empty] | Overhead Collimator | X-Ray Overhead Collimator |  | https://services.gehealthcare.in/gehcstorefront/p/5234954 | https://www.blockimaging.com/parts/5234954-ge-x-ray-collimator |  |  |  | Asha | 94.12 | 16 | 1
HCPB11_193 | GE Healthcare/FandF | 5245350-20 |  | Gel Warmer | Gel Warmer For LOGIQ E10s Ultrasound | [39 empty] | Brand Name |  | Type |  | Size |  | Color |  | Material |  | Dimensions |  | For Use With | For LOGIQ E10s Ultrasound | [114 empty] | Gel Warmer | Ultrasound Gel Warmer |  | https://services.gehealthcare.com/gehcstorefront/p/5245350-20 | https://www.novarium.net/vendita/prodotto/?pid=24091303942848 |  |  |  | Asha | 88.89 | 8 | 1
HCPB11_194 | GE Healthcare | 5252353 |  | Main Keyboard Assembly | Main Keyboard Assembly For LOGIQ P5 Ultrasound |  | LOGIQ P6 Main Keyboard Assembly | 6 Months | [6 empty] | https://services.gehealthcare.com/medias/5252353.jpg?context=bWFzdGVyfGltYWdlc3wxMTAxNzN8aW1hZ2UvanBlZ3xhVzFoWjJWekwyaGtNQzlvWW1Vdk9EZ3pNRFF3TnpFME56VTFNQzVxY0djfDIxNzk5YmVkMDZmMTk3NTRjZGI1OGFjZjllMjg0MTM0ZGRiYmZkNzY3MTVjOGNlMDAxOGVjNDM1NzE4YzNkYzY | [29 empty] | Brand Name |  | Type |  | Size |  | Color |  | Material |  | Dimensions |  | For Use With | For LOGIQ P5 Ultrasound | [114 empty] | Main Keyboard Assembly | Ultrasound Main Keyboard Assembly |  | https://services.gehealthcare.com/gehcstorefront/p/5252353 | https://www.probomedical.com/shop/ge/ge-5252353-ultrasound-parts/ |  |  |  | Asha | 91.67 | 11 | 1
HCPB11_195 | GE Healthcare | 5260909 | D16LMR1 - 1ab0 | Pushbutton Switch | 16mm SPST-NO SPST-NC Momentary Round Pushbutton Switch For Discovery Brivo XR DR-F XR656G2 |  | The Pushbutton Switch D16LMR1 has a switch system which each contact block has one double break snap action switching mechanism. The 16 series push-button switches and indicators are categorized in three types which are illuminated push-button switches, non-illuminated push-button switches and pilot indicators. In terms of shape, it has been classified into three types; round type (18mm Dia), rectangular type (18 * 24 mm) and square type (18 * 18mm). This big varieties offer high flexibility to help meet the actual requirements for functions and shapes. Despite this size variation, the mounting hole diameter for all the product is 16mm. Our contactors have high quality silver contact points to ensure electrical stability and a long life span. Each control block has N.C (Normal Close) contact points and N.O (Normal Open) contact points. Code number 1-2 for wiring stand for N.C contact points, whereas 3-4 stand for N.O contact points. Each switch may have a maximum of 4 contact blocks. | 12 Months | [6 empty] | https://services.gehealthcare.com/medias/5260909-P1.jpg?context=bWFzdGVyfGltYWdlc3w3ODUzM3xpbWFnZS9qcGVnfGFXMWhaMlZ6TDJnd1pTOW9PV1V2T0RneU1EZ3hNekl3TVRRek9DNXFjR2N8MTVhOTYwNTQ1YzczMGQyMDQzMGYyOTQzZDZhZjI4N2UwNGJlOTc0MzYxMzczNGY2ZDUzNWUxNWVkZGU4OWUzZg | [16 empty] | High life span | High electrical stability | [11 empty] | Brand Name |  | Type |  | Size |  | Color |  | Material |  | Dimensions |  | For Use With | For Discovery Brivo XR DR-F, XR656G2 | Contact Configuration | SPST-NO, SPST-NC | Pushbutton Actuator Style | Round | Contact Current AC Max | 8A | Contact Voltage AC Nom | 125V | Contact Voltage DC Nom | 24V | Contact Voltage VDC | 24V | Switch Mounting | Panel Mount | Panel Cutout Diameter | 16mm | Switch Operation | Momentary | Contact Current Max | 8A | Contact Voltage VAC | 125V | Contact Current DC Max | 6A | [90 empty] | Pushbutton Switch | X-Ray Pushbutton Switch |  | https://services.gehealthcare.com/gehcstorefront/p/5260909 | https://www.newark.com/multicomp-pro/d16-lmr1-1ab/switch-pushbutton-non-illuminated/dp/25R4586 |  |  |  | Asha | 100 | 27 | 0
HCPB11_196 | GE Healthcare | 5262694 |  | Head Extension Cable | 15m Head Extension Cable For Nemoto Dual Shot CT Injector |  | Spare Part - Nemoto Dual Shot CT Injector - Head Extension Cable 15m | [37 empty] | Brand Name |  | Type |  | Size |  | Color |  | Material |  | Dimensions |  | For Use With | For Nemoto Dual Shot CT Injector | Length | 15m | [112 empty] | Head Extension Cable | CT Injector Head Extension Cable |  | https://services.gehealthcare.com/gehcstorefront/p/5262694?lang=en&clear=true&site=healthcareSite_US | https://www.medicalimagingsource.com/ge-lightspeed-vct-parts-list |  |  |  | Asha | 81.82 | 9 | 2
HCPB11_197 | GE Healthcare | 5268122 |  | Shielding Cup and Retainer Kit | Shielding Cup and Retainer Kit For Discovery XR656 X-Ray |  | The X-ray Shielding Cup and Retainer Kit is one of the assembly parts of the overhead tube suspension assembly which is used in the Definium 8000. It is comprised of off a focal shielding cup assembly and cone retainer. The off focal shielding cup assembly consists of an off focal radiation cone and off focal cone adhesive ring. The overhead tube suspension (OTS) is the positioning device that supports the X-ray tube and OTS user interface. The OTS has available movement on 5 axes for use in advanced applications. The suspension provides convenient movement and accurate positioning of the equipment. | [7 empty] | https://services.gehealthcare.in/medias/5268122.jpg?context=bWFzdGVyfGltYWdlc3wxMTc4OTN8aW1hZ2UvanBlZ3xhVzFoWjJWekwyaGpaUzlvTnpFdk9EZ3pNRFF6TlRNMk1EYzVPQzVxY0djfGI3NDNjYTMzOGE4MjM3NDk4ZjcxYjk1MGQ3NTdiYzUzN2FjOTk4NmRlNzljNmUyYTAxZjVlOGRmMDNkZmVlM2U | [16 empty] | Good corrosion resistance | Good cryogenic Strength | Ductility | Resistance to abrasion and erosion | [9 empty] | Brand Name |  | Type |  | Size |  | Color |  | Material |  | Dimensions |  | For Use With | For Discovery XR656 X-Ray | [114 empty] | Shielding Cup and Retainer Kit | X-Ray Shielding Cup and Retainer Kit |  | https://services.gehealthcare.in/gehcstorefront/p/5268122 | https://radmedparts.com/products/shuelding-cup |  |  |  | Asha | 100 | 15 | 0
HCPB11_198 | GE Healthcare | 5272357-3 |  | Main Cable Assembly | Flexible Revised Video Main Cable Assembly For LOGIQ E9 Ultrasound | [9 empty] | https://services.gehealthcare.com/medias/5272357-3-T1.jpg?context=bWFzdGVyfGltYWdlc3wzNDQ2NzJ8aW1hZ2UvanBlZ3xhVzFoWjJWekwyaG1NeTlvTnpNdk9EZzFPVGd6TXpBME1Ea3lOaTVxY0djfGFjOTIwMjQ4YjE1MmIyOWU2ZmUxNzYwNWE3YzM3MWU3ZjlhZDNkMGVmNjliNjZjM2MzOWI0MWYxNzNjZTYzNTA | [29 empty] | Brand Name | TTL | Type | Flexible, Revised Video | Size |  | Color |  | Material |  | Dimensions |  | For Use With | For LOGIQ E9 Ultrasound | [114 empty] | Main Cable Assembly | Flexible Revised Video Main Cable Assembly | TTL Flexible Revised Video Main Cable Assembly | https://services.gehealthcare.com/gehcstorefront/p/5272357-3 |  |  |  |  | Asha | 100 | 12 | 0
HCPB11_199 | GE Healthcare | 5305095 | 6TC | Probe | 6TC Probe For LOGIQ E9 Ultrasound |  | Probe 6TC | [7 empty] | https://storage.googleapis.com/avante/images/GE_6Tc.jpg | [29 empty] | Brand Name |  | Type |  | Size |  | Color |  | Material |  | Dimensions |  | For Use With | For LOGIQ E9 Ultrasound | [114 empty] | Probe | Ultrasound Probe |  | https://kh.services.gehealthcare.com/gehcstorefront/p/5305095 | https://avantehs.com/s/ge-6tc-ultrasound-probe/13930 |  |  |  | Asha | 91.67 | 11 | 1
HCPB11_2 | Carestream Health, Inc |  |  | Power Supply | Power Supply For X-Ray | [19 empty] | https://www.carestream.com/tr/tr/-/media/publicsite/countries/turkey/pdf/yedek-parca-fiyat-listesi-2014.pdf | [19 empty] | Brand Name |  | Type |  | Size |  | Color |  | Material |  | Dimensions |  | For Use With | For X-Ray | [114 empty] | Power Supply For X-Ray | X-Ray Power Supply |  |  | https://www.blockimaging.com/parts/3e1248-kodak-x-ray-power-supply |  |  |  | Lakshmi_1 | 44.44 | 4 | 5
HCPB11_20 | Carestream Health, Inc | ME30-194 | QT-LCH-P | Handle | QT-LCH-P Handle For DR /X-Ray |  |  |  |  | Quantum | [34 empty] | Brand Name |  | Type |  | Size |  | Color |  | Material |  | Dimensions |  | For Use With | For DR/X-ray, Direct Radiography | [118 empty] | https://integritymedicalservice.com/carestream-parts/quantum-parts/ME30-194/ | https://pmbiomedical.com/products/img_parts_handle-qt-lch-p_53773 |  |  | Lakshmi_1 | 54.55 | 6 | 5
HCPB11_200 | GE Healthcare | 5316023 |  | Power Supply | 480W Hot Swappable Power Supply For Brightspeed 16 CT |  | 480W Hot Swappable Power Supply compatible with 5308759 | 6 Months | [6 empty] | https://services.gehealthcare.in/medias/5316023.jpg?context=bWFzdGVyfGltYWdlc3w4ODU4N3xpbWFnZS9qcGVnfGFXMWhaMlZ6TDJobFl5OW9NelV2T0Rnek1EUXhNREU1TkRrM05DNXFjR2N8Y2Y3ZTUwNTVjNzZmMDE3NmQ3ZDkyYWE3MzE2OTdkM2I3YjlhYjdiYjI3NjMzOWE2OGFmYzUwMDJlZGZiZTI2OQ | [29 empty] | Brand Name |  | Type | Hot Swappable | Size |  | Color |  | Material |  | Dimensions |  | For Use With | For Brightspeed 16 CT | Power Rating | 480W | [112 empty] | Power Supply | Hot Swappable Power Supply | CT Hot Swappable Power Supply | https://services.gehealthcare.in/gehcstorefront/p/5316023 | https://www.probomedical.com/shop/uncategorized/hsda-power-supply-5316023/ |  |  |  | Asha | 93.33 | 14 | 1
HCPB11_201 | GE Healthcare | 5323714 | M5S-D | Probe | M5S-D Sector 2.0-8.0MHz Probe For LOGIQ 9 Ultrasound | [9 empty] | https://www.probomedical.com/wp-content/uploads/2021/10/XXWMXjPw.png.webp | https://www.probomedical.com/wp-content/uploads/2022/08/GE-M5S-D.jpg | https://www.probomedical.com/wp-content/uploads/2022/08/GE-M5S-D-Lens.jpg.webp | https://www.probomedical.com/wp-content/uploads/2024/04/XXWMXjPw.png | https://www.probomedical.com/wp-content/uploads/2024/04/GE-M5S-D.jpg | https://www.probomedical.com/wp-content/uploads/2024/04/GE-M5S-D-Lens.jpg | [24 empty] | Brand Name |  | Type |  | Size |  | Color |  | Material |  | Dimensions |  | For Use With | For LOGIQ 9 Ultrasound | Type of Array | Sector | Bandwidth | 2.0-8.0MHz | [110 empty] | Probe | Ultrasound Probe |  | https://shop.gehealthcare.ca/gehcstorefront/p/5323714 | https://www.probomedical.com/shop/ge-healthcare/ge-m5s-d/ |  |  |  | Asha | 94.44 | 17 | 1
HCPB11_202 | GE Healthcare | 5335963-20 |  | Printed Wire Assembly | FDIP Printed Wire Assembly For LightSpeed CT |  | FDIP PWA | [7 empty] | https://www.blockimaging.com/hubfs/Parts/70232_5335963-20%20(3).jpg | https://www.blockimaging.com/hubfs/Parts/70232_5335963-20%20(5).jpg | https://www.blockimaging.com/hubfs/Parts/70232_5335963-20%20(7).jpg | [27 empty] | Brand Name |  | Type | FDIP | Size |  | Color |  | Material |  | Dimensions |  | For Use With | For LightSpeed CT | [114 empty] | Printed Wire Assembly | FDIP Printed Wire Assembly | CT FDIP Printed Wire Assembly | https://services.gehealthcare.com/gehcstorefront/p/5335963-20 | https://www.blockimaging.com/parts/5335963-20-ge-ct-fdip-pwa |  |  |  | Asha | 93.33 | 14 | 1
HCPB11_203 | GE Healthcare | 5343340 |  | Switch Assembly | Falcon Overhead Tube Suspension User Interface Switch Assembly For Definium 8000 X-Ray With Handle |  | The Falcon Overhead Tube Suspension (OTS) UIF Switch Assembly with Handle is a specially designed assembly intended for use in X-ray machine and other necessary applications. The side mounted handgrip helps to move and rotate the X-ray tube with horizontal and vertical direction to capture full radiographic image with minimal patient movement. The assembly is comprised of Falcon OTS UIF switch assembly, Thunder UIF lock release switch, Thunder UIF Handle switch, Thunder UIF Handle cover and other support mechanical components. Handle switch assembly having single-pole double-throw (SPDT) miniature Butterfly® double-break snap action switch with end solder terminal and a pin plunger actuator. The products superior material quality offers reliable operation, efficient functioning and longer life time. The product is tested to work at extreme atmospheric conditions. | [7 empty] | https://services.gehealthcare.in/medias/5343340-T1.jpg?context=bWFzdGVyfGltYWdlc3wxODg3MDN8aW1hZ2UvanBlZ3xhVzFoWjJWekwyZ3daQzlvWmpjdk9EZzFORE16TnpJMU56VXdNaTVxY0djfDgzY2U1ZGZmNzdlMWVhNzhiZTY3ZDhiMTdiNjQyNjQ3NThhNzQ1ZmRiOTNjNjBlYTBhODE5OGM4ZjJiZDMyODk | https://services.gehealthcare.in/medias/5343340-T2.jpg?context=bWFzdGVyfGltYWdlc3wxOTEyMjJ8aW1hZ2UvanBlZ3xhVzFoWjJWekwyZzVZaTlvWTJVdk9EZzFORE0xTWpnMU5UQTNNQzVxY0djfGVhNjljYTMyYmVkNjFlNTBjZTQ4Y2YzZjczOTBiMDkxYzIyYTI1NjQwNGY0ZDAxNTU0MjAxYzhlYjIwNDU5MjA | [15 empty] | Handgrip assembly | Easy horizontal and vertical movement | Convenient square shape handle | Two handles for a secure grip | [9 empty] | Brand Name | Falcon | Type | Overhead Tube Suspension User Interface | Size |  | Color |  | Material |  | Dimensions |  | For Use With | For Definium 8000 X-Ray | Comes With | With Handle | [112 empty] | Switch Assembly | Overhead Tube Suspension User Interface Switch Assembly | Falcon Overhead Tube Suspension User Interface Switch Assembly | https://services.gehealthcare.in/gehcstorefront/p/5343340# | https://scandinavian-medical.com/parts/5343340-ge-falcon-ots-uif-switch-assembly-with-handle/ |  |  |  | Asha | 100 | 20 | 0
HCPB11_204 | GE Healthcare | 5350000-2 |  | Firefly Charger Board | Firefly Charger Board For Optima XR220 With System Communication Firmware |  | Firefly Charger Board with Sys Comm FW | [7 empty] | https://services.gehealthcare.com/medias/5350000-2-P1.jpg?context=bWFzdGVyfGltYWdlc3w2MTg1OTN8aW1hZ2UvanBlZ3xhVzFoWjJWekwyZzVOUzlvTVRJdk9EZzNOemt3TlRZd09EY3pOQzVxY0djfDBiNTllZWE0MDc3YmI2ZjMwZmMwYzZiNjRhODhkMTJkMzljOTZlYzQwMDFlNGM5YWRjZTNiNjE0ZDRlZWEwMWY | [29 empty] | Brand Name |  | Type |  | Size |  | Color |  | Material |  | Dimensions |  | For Use With | For Optima XR220 | Comes With | With System Communication Firmware | [112 empty] | Firefly Charger Board | X-Ray Firefly Charger Board |  | https://services.gehealthcare.com/gehcstorefront/p/5350000-2 | https://www.blockimaging.com/parts/5350000-2-ge-x-ray-firefly-charger-sys-comm-fw-board |  |  |  | Asha | 91.67 | 11 | 1
HCPB11_205 | GE Healthcare | 5374764 |  | Power Supply Assembly | High Voltage Power Supply Assembly For D670 Tandem Detector |  | The Tandem Detector High Voltage Power Supply (HVPS) Assembly is an assembly that consists of Tandem Spellman HV assembly, Spellman control cable, fasteners, Loctite, metal sheet, cover, bracket and tri-wall package. The Tandem Spellman HV assembly is comprised of high voltage module, which can provide an output voltage of 1kV. The assembly includes connector, contact and heat shrink tube. To carry the high voltage delivered by the assembly to the system, the high voltage carrying cable has been designed with unique specification. This special function cable consists of a D-type connector with 15-position housing, crimp contacts for the connector, hood, screw, cable shield, marker, heat-shrink tubes and hook up wires. The metal sheet kit includes bracket and cover and the tri wall package with dimensions of 300 x 120 x 90 mm is to accommodate the complete assembly. This assembly is a spare part or a Field Replacement Unit (FRU), means that the unit can be replaced if any failure occurs. This power supply unit is used in NM Discovery NM/CT 670 /670/NM630, NM Brivo NM615, and NM Infinia. | 6 Months | [6 empty] | https://my.services.gehealthcare.com/medias/5374764.jpg?context=bWFzdGVyfGltYWdlc3w1Njc4MnxpbWFnZS9qcGVnfGFXMWhaMlZ6TDJnd1lpOW9NV012T0Rnek1UYzNOREl5T0RVeE1DNXFjR2N8MWQyNDc3MjEwZmNmMDA3YTY2MWMzMjMwMDA3MWM0N2RmNjI2ZDYwZjk0ZDZjNjYwYmVjYWU5ZTVmNGEyNTI0Nw | https://my.services.gehealthcare.com/medias/5374764-Tandem-Detector-High-Voltage-Power-Supply-Assembly.jpg?context=bWFzdGVyfHJvb3R8NTkwODB8aW1hZ2UvanBlZ3xhRGxqTDJoak1DODVNak00TnpJMk5UYzBNVEV3THpVek56UTNOalFnVkdGdVpHVnRJRVJsZEdWamRHOXlJRWhwWjJnZ1ZtOXNkR0ZuWlNCUWIzZGxjaUJUZFhCd2JIa2dRWE56WlcxaWJIa3VhbkJufDlhODE4MjQyODRjMGIyMmIxMzNjYTBiOGQ1NTZhMjkzNmM1MjFlMTJkNGI1MzI3MDU2ZmUyOTRlM2Y4ZTMzMDI | [15 empty] | Special purpose unit | Field Replacement Unit (FRU) or spare part | Can be attached or removed easily | Unique design | [9 empty] | Brand Name |  | Type | High Voltage | Size |  | Color |  | Material |  | Dimensions |  | For Use With | For D670 Tandem Detector | [114 empty] | Power Supply Assembly | High Voltage Power Supply Assembly |  | https://my.services.gehealthcare.com/gehcstorefront/p/5374764# | https://www.probomedical.com/shop/ge-healthcare/tandem-detector-high-voltage-power-supply-assembly/ |  |  |  | Asha | 100 | 18 | 0
HCPB11_206 | GE Healthcare | 5380000-2 |  | Back End Processor 6.2 | Back End Processor 6.2 For LOGIQ E9 Ultrasound |  | LOGIQ E9 Back End Processor (BEP) 6.2 | 6 Months | [6 empty] | https://services.gehealthcare.in/medias/5380000-2-r-T1.jpg?context=bWFzdGVyfGltYWdlc3wzMzYzNTd8aW1hZ2UvanBlZ3xhVzFoWjJWekwyZzRNUzlvTkdVdk9EZzFORFUxTmpNM056RXhPQzVxY0djfDZmODk0OTVhMDNmYjM2MzZlODNjNTg5ZmVkZDczMGExZDBlOTY1NGM3OTQ0YWNmOTA2ZWQwNmM5MWZhNzM0Y2E | https://services.gehealthcare.in/medias/5380000-2-r-T2.jpg?context=bWFzdGVyfGltYWdlc3wyNTAxNDZ8aW1hZ2UvanBlZ3xhVzFoWjJWekwyZzROeTlvT1RFdk9EZzFORFUyT0RVMk5qZ3hOQzVxY0djfDNlNDRlYWQyN2I1OTMxYWYyNjMxOWE4MDU2ZDkwZjljODAzMzRmOWFjNmY5M2M0ZjVmMWE2MDVhNzJkNzkzOGQ | https://services.gehealthcare.in/medias/5380000-2-r-ALT.jpg?context=bWFzdGVyfGltYWdlc3wyODg1NzJ8aW1hZ2UvanBlZ3xhVzFoWjJWekwyZzVOeTlvWWpJdk9EZzFORFUzT0RFMk56Z3pPQzVxY0djfGUwNjU4N2QzOTAyY2IzYzYzY2Y0MjBjNjVlZWFhM2RiZjk2ZGZmNmFhOTkwNzlkZWUyN2ZkOGQxYjNhN2Q2YTU | [27 empty] | Brand Name |  | Type |  | Size |  | Color |  | Material |  | Dimensions |  | For Use With | For LOGIQ E9 Ultrasound | [114 empty] | Back End Processor 6.2 | Ultrasound Back End Processor 6.2 |  | https://services.gehealthcare.in/gehcstorefront/p/5380000-2# | https://www.probomedical.com/shop/ge-healthcare/ge-5380000-2-ultrasound-parts/ |  |  |  | Asha | 92.86 | 13 | 1
HCPB11_207 | GE Healthcare | 5390061 |  | Gas Spring | 450mm 2550 Newton Single Gas Spring For Seno Advantage Senographe Essential Senographe Essential E |  | The Single Gas Spring 450mm 2550 Newtons is a gas spring that can be defined as a hydro-pneumatic energy storage element. The nitrogen gas and oil are used for providing compressible and damping medium. The gas spring unit consist of piston rod, sealed cylinder and sealer. The nitrogen gas and oil are filled in a sealed cylinder and the piston rod is attached with the cylinder. This unit works in a two principle movement’s compression stroke and extension stroke. In compression stroke the piston rod is pushed down the fluid and gas in the cylinder gets compressed and the energy gets stored. When the pressure on the rod gets released the piston gets back to its original position due to the energy released in the compressed fluid. The sealers are made of high quality materials, so it can withstand the pressure. This part is widely used in HCS-IT AW Workstation 4.6 HP Z800, XM Senographe Essential, XV Innova 2100, UL Vivid I, MR Signa Explorer F 1.5T, XM Seno Advantage, AW VolumeShare 4 (AW4.5), XM Seno Advantage, MR Signa Explorer F 1.5T and XM Senographe Crystal. | 6 Months | [6 empty] | https://services.gehealthcare.in/medias/5390061-P1.jpg?context=bWFzdGVyfGltYWdlc3w3MjY0NnxpbWFnZS9qcGVnfGFXMWhaMlZ6TDJoaVlTOW9ZMll2T0RneU1EY3pOemd6TlRBek9DNXFjR2N8MGNiMzM0NWQ3NGVmZjlhZmYzOTE1NDE1MGRiN2JhMDVjNzBkMzBiZjBkMjc3Y2NhMmM0ZjZiZDQzN2VlNjg0Ng | https://services.gehealthcare.in/medias/5390061-T1.jpg?context=bWFzdGVyfGltYWdlc3w3Mzc1MnxpbWFnZS9qcGVnfGFXMWhaMlZ6TDJnNE5TOW9NbU12T0RneU1EYzBOVFV3TWpjMU1DNXFjR2N8M2EwZDVlOTgzNTE2YTg2Mzc2OTQ2MmYxNmU0MWNkNWNmNWY3N2I3ZGFjNGU5NjJhZWI5YzhhN2VhOGIyYjI3ZA | [15 empty] | Good structural design | Made of quality material | Corrosion resistant | Faster motion | [9 empty] | Brand Name |  | Type | Single | Size |  | Color |  | Material |  | Dimensions |  | For Use With | For Seno Advantage, Senographe Essential, Senographe Essential E Mammography | Length | 450mm | Force | 2550 Newton | [110 empty] | Gas Spring | Single Gas Spring | Mammography Single Gas Spring | https://services.gehealthcare.in/gehcstorefront/p/5390061# | https://www.probomedical.com/shop/uncategorized/ge-5390061/ |  |  |  | Asha | 100 | 21 | 0
HCPB11_208 | GE Healthcare | 5392190-2 |  | Wired Hand Switch Holder | White Pearlthane 11T98 Flexible C Wired Hand Switch Holder For Optima XR220 |  | This Flexible Hand Switch Holder assembly is ergonomically designed to hold the hand switch assembly of the GE's Optima XR220 X-Ray Systems. The assembly has 3 unibody construction (with a C-type holder and its mounting arm) which is made up of high quality Pearlthane 11T98 Material which is an aromatic polycaprolactone copolyester-based thermoplastic polyurethane. The holder assembly have 2x 4.5 mm through holes on the arm which helps in firm, easy mounting. The C-Type structure of the holder arm helps in quick handswitch placements and withdrawls. The entire assembly is free from sharp edges and comes with curved corners that improvises the safety and aesthetic appearance. The part is manufactured using high precision techniques which helps to achieve a good surface finish as well as good product consistency. The part is diligently designed for superior performance and reliability. The assembly comes with 2x M4-0.7 X 10 mm long hexagonal head cap screws and the complete assembly will be shipped in suitable packaging to give adequate protection during transit. | [7 empty] | https://services.gehealthcare.com/medias/5392190-2.jpg?context=bWFzdGVyfGltYWdlc3w4MjI2NXxpbWFnZS9qcGVnfGFXMWhaMlZ6TDJnMk9TOW9ZVGN2T0Rnek1EUXhOVE0zTWpNeE9DNXFjR2N8MjEwYTYyZThmOTcyZjg4MDM5ZWJjMWQzNTljNTc0N2JkYjhiOWFlYWE3YzRkMDI5NWE2Njk1ZmY2YjA1ZTkyOA | [16 empty] | High Quality Pearlthane 11T98 Material | Flexible Holder | Wide Operating Temperature Range | Good Dimensional Stability | Beautiful White Color & Textured Finish | Ergonomically Designed | C- Type Holder with mountings | [6 empty] | Brand Name |  | Type | Flexible, C | Size |  | Color | White | Material | Pearlthane 11T98 | Dimensions |  | For Use With | For Optima XR220 | [114 empty] | Wired Hand Switch Holder | Flexible Wired Hand Switch Holder | C Type Wired Hand Switch Holder | https://services.gehealthcare.com/gehcstorefront/p/5392190-2 |  |  |  |  | Asha | 100 | 21 | 0
HCPB11_209 | GE Healthcare | 5393908-4 |  | MRX Board | Non-CW Support MRX Board For LOGIQ E9 Ultrasound |  | Non-CW Support MRX Board | 6 Months | [6 empty] | https://my.services.gehealthcare.com/medias/5393908-4-T1.jpg?context=bWFzdGVyfGltYWdlc3wxNzEyNzV8aW1hZ2UvanBlZ3xhVzFoWjJWekwyaG1NaTlvWkRNdk9EZ3lNRGt6TXpreE9EYzFNQzVxY0djfGMwZjM1MjliODc4MDc3NThkYTk4NmEzMzA2ZWI5ZjU2ZDQ4OTg2MmJiMTRlMDRjZDA5MDU0YWNhOWM3NDU1OGM | https://my.services.gehealthcare.com/medias/5393908-4-P1.jpg?context=bWFzdGVyfGltYWdlc3wxNDc4NDV8aW1hZ2UvanBlZ3xhVzFoWjJWekwyZzBZUzlvWWpNdk9EZ3lNRGt6TlRrNE16RXpOQzVxY0djfGZhMjViMTdkYjQ2NTgzZDQ4NWQwMWZhMGM1ZjVhMzVjNjk5N2ZhM2U2Y2M2MjRhYTc1YWJlNmViYjFjMzc5MTQ | [28 empty] | Brand Name |  | Type | Non-CW Support | Size |  | Color |  | Material |  | Dimensions |  | For Use With | For Logiq E9 Ultrasound | [114 empty] | MRX Board | Non-CW Support MRX Board | Ultrasound Non-CW Support MRX Board | https://my.services.gehealthcare.com/gehcstorefront/p/5393908-4# | https://my.services.gehealthcare.com/gehcstorefront/p/5393908-4# |  |  |  | Asha | 93.33 | 14 | 1
HCPB11_21 | Carestream Health, Inc | R70-80 |  | Cable | 80ft L High Voltage 1-Pair Cable |  |  |  |  | Quantum | [34 empty] | Brand Name |  | Type | High Voltage, 1-Pair | Size |  | Color |  | Material |  | Dimensions |  | For Use With |  | Length | 80ft | [112 empty] | Cable | High Voltage 1-Pair Cable | High Voltage Cable |  | https://integritymedicalservice.com/carestream-parts/quantum-parts/R70-80/ |  |  |  | Lakshmi_1 | 90.91 | 10 | 1
HCPB11_210 | GE Healthcare | 5415766-2 |  | Patient Positioning Pad | Rectangular 36 L x 9 W x 0.5in H Patient Positioning Pad For Signa Pioneer 3.0T |  | The GEM Patient Rectangular Pad 0.50 x 9.00 x 36.00 is used for leveling patient position of the uneven surface and area. It is made of a urethane material. The material offers very desirable characteristics such as good abrasion, chemical and impact resistance as well as a good surface finish, which ensure long-life span for the product. The entire composition gives the superior corrosion resistance to the levelling pad. The good surface finish is achieved and maintained over the entire surface of the levelling pad. The products excellent surface finish and attractive aesthetic property makes it an excellent replacement part for leveling while installing. The product is a proven design which fits well into many demanding applications. The product's high quality material helps to offer reliable operation, efficient functioning and longer life span. This part is widely used in 3T Signa Architect, XR AMX 4, MR Signa OpenSpeed 0.7T, CT Optima CT660 32-Slice, MR Discovery MR750 3.0T, MR Signa HDxt 1.5T, MR Signa HDx Twinspeed 1.5T, MR Discovery MR450 1.5T, MR Discovery PET/MR 3.0T, MR Optima MR450W GEM 1.5T, MR Signa HDx Echospeed 1.5T, MR Signa HDxt 1.5T, MR Discovery MR750w GEM 3.0T, MR Optima MR450W 1.5T and many other machines. |  |  |  |  | 9in | 0.5in |  | https://stg2-shop.gehealthcare.ca/medias/5415766-2-Image.jpg?context=bWFzdGVyfGltYWdlc3w4MTU0MTJ8aW1hZ2UvanBlZ3xhRGcwTDJobE5pODVNVFV4TVRBMk5qYzRPREUwTHpVME1UVTNOall0TWw5SmJXRm5aUzVxY0djfGQyZDA3MmYzN2ZmOWEzZjY2ODFhZGFjODhhOGYzNjVhMmRkNTY3NjQyYzBhZjc4MjM4NTA2OWJmYWI3YTBjOWY | [16 empty] | Good surface finish | High impact strength | Good structural design | Perfects cut on the end | [9 empty] | Brand Name |  | Type |  | Size |  | Color |  | Material |  | Dimensions |  | For Use With | For Signa Pioneer 3.0T | Length | 36in | Shape | Rectangular | [109 empty] | 2 | Patient Positioning Pad | Rectangular Patient Positioning Pad |  | https://stg2-shop.gehealthcare.ca/gehcstorefront/p/5415766-2 | https://onlymedparts.com/product/mr-patient-positioning-pad-rectangular-shape-36-in-l-x-9-in-w-x-0-5-in-h-qty-1-2?srsltid=AfmBOoqA8kN_542s6Rx0lTXZ3hIdj_apx6uz1XSLNQXvRKA3SZ4EMmCk |  |  |  | Asha | 95 | 19 | 1
HCPB11_211 | GE Healthcare | 5417914 | P6-33BF6 | Control Board | P6-33BF6 Programmed kV Control Board For Highspeed CT |  | The Programmed KV Control P6-33BF6 is an assembly which includes PPC KV CONTROL V3R circuit board with polyester label. It is packed in a standard packing box with part identification label. This part can be used as replacement unit in LightSpeed 7.X VCT 32-Slice, CT Revolution EVO 64/128-Slice, CT Optima CT580 RTI 16-Slice, CT BrightSpeed Excel Select 4 - Slice. The main components in this circuit board are surface mount transient voltage suppressor, transistor and microprocessor 32-bit. This circuit can be fixed in required unit using pan head tapping screws. The whole assembly is packaged inside a corrugated box with foam. The part number and quantity is printed on self-adhesive label and pasted over the box. | [7 empty] | https://services.gehealthcare.in/medias/5417914-P.jpg?context=bWFzdGVyfGltYWdlc3wxMzI2OTl8aW1hZ2UvanBlZ3xhVzFoWjJWekwyZzJaaTlvWm1Jdk9EZ3lNRGczT0Rnek5UYzBNaTVxY0djfDNjNmZkMjlhNTk2NDk2MjVmMjdmNWY2MzY4NWVlMjVmN2JmNjc4MjRmOTZkOThhMTg0YmFkOGQyMjE0OGIwZWY | https://services.gehealthcare.in/medias/5417914-T.jpg?context=bWFzdGVyfGltYWdlc3wxNDM5MTB8aW1hZ2UvanBlZ3xhVzFoWjJWekwyZzBNQzlvTmpNdk9EZ3lNRGt3TURVMk1Ea3lOaTVxY0djfDljMWJlY2Y3ZDRlY2JlNTA5MGY4NWM1MTc4NDRkZDVlZDI4NDFjMWRmMWQ4NjNkODRjYmFiNGI4ZmNmZDdlNjE | [15 empty] | Rigidity and flexible | Good structural design | Higher reliability and efficiency | Great maintainability | [9 empty] | Brand Name |  | Type | Programmed KV | Size |  | Color |  | Material |  | Dimensions |  | For Use With | For Highspeed CT | [114 empty] | Control Board | Programmed kV Control Board | CT Programmed kV Control Board | https://services.gehealthcare.in/gehcstorefront/p/5417914# | https://electroextreme.com/shop/healthcare-lab-dental/medical-lab-equipment/programmed-kv-control-5417914-by-ge-healthcare-oem-5417914/ |  |  |  | Asha | 100 | 19 | 0
HCPB11_212 | GE Healthcare | 5433408-51 |  | Assembly | Back End Processor (BEP) 6.X HDD 500 GB Assembly For LOGIQ E9 Ultrasound |  | The Back End Processor (BEP) 6.X HDD 500 GB Assembly in Ultrasound is used in the competitorâUltrasound, LightSpeed Ultra Upgrade, AMB MV ACUS XP10 GEN and other medical equipments as applicable. It is a kit consisting of one hard drive, two screws and two interface cables. The 500 GB hard drive is packed and protected with the mounting bracket and shock mounts. It is a spare part for the Bep module. This super reliable storage product provides excellence in personal computing, helps to save energy without sacrificing Performance and optimizes burst Performance. It also provides safe, fast and easy drive retirement. Legible information provided through labels. The GE product is an Innovation and a state of the art technology which fits well into versatile customer needs. The part is diligently designed for superior Performance and reliability. It is securely packed inside a High-quality packing box to avoid physical damage during transit and labeled with details about the product, Quality Assurance (QA) seal and shipment details. | [7 empty] | https://services.gehealthcare.in/medias/5433408-51-T1.jpg?context=bWFzdGVyfGltYWdlc3wzMDg1Nzl8aW1hZ2UvanBlZ3xhVzFoWjJWekwyaGxNeTlvTkdFdk9EZzFNemN6TlRFME5UVXdNaTVxY0djfDlhMDQ5MDE5OThkMjhhNDJmYjZmODBjNmZhNWZkZmI0MzU1ZWE2YmRkYTU4ZmNmMTQ3NGIyODhmNzU5YTBlYmU | https://services.gehealthcare.in/medias/5433408-51-T2.jpg?context=bWFzdGVyfGltYWdlc3wyNTI3OTh8aW1hZ2UvanBlZ3xhVzFoWjJWekwyaG1NaTlvWkRjdk9EZzFNemMwT1RrNE9UUXdOaTVxY0djfGU4ZjBmYzQ2NWYyN2FkOGVjZmZlNGZlYWU4YWYxMDE0MjZhYjMwOWI4NjBkNDAyNzM5MzUwM2JiMjI4ZDI2ZmQ | https://services.gehealthcare.in/medias/5433408-51-ALT.jpg?context=bWFzdGVyfGltYWdlc3wyNzE5MzR8aW1hZ2UvanBlZ3xhVzFoWjJWekwyZ3lOQzlvWldZdk9EZzFNemMyTWprNU9ETXdNaTVxY0djfGRiZDIzZGJiZWE3OTgyMzM1ZDY5MmIwOTM3NDZlZDhlOGY4ZTlhNzdmN2UxMjM5ODM2ZjE4NDE5NTgyNzEzNjI | [14 empty] | Good dimensional stability | Highly reliable and durable | Good electrical power transmission | Perfectly fit for the home servers applications | [9 empty] | Brand Name |  | Type | Back End Processor (BEP) 6.X HDD 500 GB | Size |  | Color |  | Material |  | Dimensions |  | For Use With | For Logiq E9 Ultrasound | [114 empty] | Assembly | Back End Processor (BEP) 6.X HDD 500 GB Assembly |  | https://services.gehealthcare.in/gehcstorefront/p/5433408-51# |  |  |  |  | Asha | 100 | 17 | 0
HCPB11_213 | GE Healthcare | 5435719 |  | AC Adapter | AC Adaptor For Vivid i/Vivid q ECHOPAC Ultrasound With Cable Protection Support |  | The AC Adaptor with Cable Protection Support is an assembly that is used in the ultrasound, Computed Tomography (CT) and in few other Digital Imaging (DI) machines. The assembly consists of an AC adaptor, cable protection support and power direction connector. All these are packed with antistatic protection, kept inside a box (also called mantle) and sealed with “GOOD TO STOCK” label. It is used in the power supply system to convert from AC to DC and vice versa. The adaptor is an external unit connected to the system’s rear panel and the power supply unit that is located inside and mounted to the bottom assembly. It provides the system with both Low Voltage (LV) and High Voltage (HV) power and also enables recharging of the battery. The AC adaptor unit is mounted into the cavity of the AC adaptor cable protection and the cable is located inside the groove. The protection cover is closed and tightened with screws. This assembly is widely used in machines such as Optima CT660 128-Slice, LOGIQ E/E9/700/E Premium/9/A5/P6/V2, Vivid Q/E/3/I/S6/7, Voluson I/E8 EXPERT/730 PRO and Senographe Essential. | 6 Months | [6 empty] | https://services.gehealthcare.com/medias/?context=bWFzdGVyfGltYWdlc3wxMDczMnxpbWFnZS9qcGVnfGFXMWhaMlZ6TDJoaVppOW9OelV2T0RneE9EQXdOakl5T1RBeU1pNXFjR2N8OTg5M2E2MjRiODYyZThmMGYyNDE0OGYxMmViOWQ4MjBjMTkxNDVkZWI4ZWMzYmE5NGZjMDE3MjMyYmEwNDA3OQ | [16 empty] | The cable has high flexibility | Good insulation resistance and dielectric strength | Cable has optimum tensile strength and thrust strength | Enhanced durability | Easily portable | Lightweight | Easy to clean | RoHS compliant | [5 empty] | Brand Name |  | Type |  | Size |  | Color |  | Material |  | Dimensions |  | For Use With | For Vivid i/Vivid q ECHOPAC Ultrasound | Comes With | With Cable Protection Support | [112 empty] | AC Adapter | Ultrasound AC Adapter |  | https://services.gehealthcare.com/gehcstorefront/p/5435719 | https://www.probomedical.com/shop/ge-healthcare/ge-5435719-ultrasound-parts/ |  |  |  | Asha | 100 | 21 | 0
HCPB11_214 | GE Healthcare | 5443754-8 |  | SDHC Card | Venue R4 R4.0.7 Software Upgrade SDHC Card For Venue 40 Ultrasound |  | Venue R4 R4.0.7 Software Upgrade Software Upgrade Secure Digital High Capacity (SDHC) Card | 30 Days | [36 empty] | Brand Name |  | Type | Venue R4 R4.0.7 Software Upgrade | Size |  | Color |  | Material |  | Dimensions |  | For Use With | For Venue 40 Ultrasound | [114 empty] | SDHC Card | Software Upgrade SDHC Card |  | https://services.gehealthcare.com/gehcstorefront/p/5443754-8 | https://www.amsmedicalsource.com/products/venue-r4-r4-0-7-software-upgrade-software-upgrade-sdhc-card |  |  |  | Asha | 91.67 | 11 | 1
HCPB11_215 | GE Healthcare | 5450061-4 | 4S3P | Battery Pack | 4S3P 14.4V 5850mAh Lithium-ion Rechargeable Battery Pack | [39 empty] | Brand Name |  | Type | Rechargeable | Size |  | Color |  | Material |  | Dimensions |  | For Use With |  | Voltage | 14.4V | Capacity | 5850mAh | Chemistry | Lithium-ion | [108 empty] | Battery Pack | Rechargeable Battery Pack | Lithium-ion Rechargeable Battery Pack | https://services.gehealthcare.vn/gehcstorefront/p/5450061-4 | https://www.probomedical.com/shop/ge-healthcare/14-4v-5850mah-li-ion-4s3p-batt/ |  |  |  | Asha | 100 | 14 | 0
HCPB11_216 | GE Healthcare | 5457377-2 |  | Trackball Assembly | Trackball Assembly For LOGIQ e Ultrasound |  | Trackball Assy Tetris | 6 Months | [6 empty] | https://services.gehealthcare.com/medias/5457377-2-P1.jpg?context=bWFzdGVyfGltYWdlc3wxMjkwNDB8aW1hZ2UvanBlZ3xhVzFoWjJWekwyaGhaUzlvT1RNdk9EZ3lNRGd6TWpFd09EVTNOQzVxY0djfDczMzQxYzc4ZmM0ZjQzMzJhZTI2ZjAyN2IxY2JlYWZhYzBmNTJlOTBhMzBiNTlhMTBmYmI5N2JiYTQ5MDNjNDY | [16 empty] | Removed sharp edges and corners | Easy to use | Highly durable | USB compatible | Light weight | Good linearity | It is a ROHS compliant components | [6 empty] | Brand Name |  | Type |  | Size |  | Color |  | Material |  | Dimensions |  | For Use With | For LOGIQ e Ultrasound | [114 empty] | Trackball Assembly | Ultrasound Trackball Assembly |  | https://services.gehealthcare.com/gehcstorefront/p/5457377-2 | https://www.probomedical.com/shop/ge-healthcare/ge-5457377-2-ultrasound-parts/ |  |  |  | Asha | 94.74 | 18 | 1
HCPB11_217 | GE Healthcare | 5462233 |  | System Console Package | System Console Package For Proteus XR/a X-Ray |  | The System Console Package is used in Radiographic systems, which are used to for imaging method diagnosis using X-rays. The systems work on the principle where high velocity electrons, when interacted with patient’s body, their kinetic energy is converted into electromagnetic radiation (X-rays). A detector that is in line with the source of rays, detects them and measures their properties. The console is a software package that is used for the radiographic imaging system. It acts as the interface for the operator between RAD system and the system communication controller with each subsystem. The console package includes the console software with hand switch, a DOS certificate and a test certificate. Packaging is done after a vibration test is performed as well as a classical shock test and shipping drop test. | 90 Days | [6 empty] | https://my.services.gehealthcare.com/medias/5462233-P1.jpg?context=bWFzdGVyfGltYWdlc3wzNTEyMzl8aW1hZ2UvanBlZ3xhVzFoWjJWekwyZ3dNUzlvTW1Vdk9EZzNOemt3T1RVd09ERXlOaTVxY0djfGY4MDE5MDA4M2QzYWM4ZDMwZWRjNjU3NzhmNGIwYzQ5ZDY0ZGRiMzk0MTZlNGE0NmU3NjM4ZTRmNDI1YWM5MTU | https://my.services.gehealthcare.com/medias/5462233-P2.jpg?context=bWFzdGVyfGltYWdlc3wyNzA4NDB8aW1hZ2UvanBlZ3xhVzFoWjJWekwyZzFNUzlvTlRVdk9EZzNOemsxTWpreU5UY3lOaTVxY0djfDVjYmRkODhkZjczNmQ3ODc1NTdmOThjNzIzNTc3NGEwMWE4YjU5ZDc3OWExNTE4OTNlNmExMjliNWFiZDU0M2E | https://my.services.gehealthcare.com/medias/5462233-T1.jpg?context=bWFzdGVyfGltYWdlc3wzNjk1MzR8aW1hZ2UvanBlZ3xhVzFoWjJWekwyZzJOeTlvWlRZdk9EZzNOems1TlRreE56TTBNaTVxY0djfDczMjcyZjY0NTVjZjlkOWFiMzZlMTQ4ODY3MjA0NzcyYWM1MDdiNDU1YzZiYzVkMGU0ODhiMmE1N2E0Y2VjNmQ | [14 empty] | Static shielding packaging | Control panel withstands the extreme environmental conditions | ETL labeled product which is compliant to safety standards | Materials and adhesives are UL969 approved | [9 empty] | Brand Name |  | Type |  | Size |  | Color |  | Material |  | Dimensions |  | For Use With | For Proteus XR/a X-Ray | [114 empty] | System Console Package | Proteus System Console Package |  | https://my.services.gehealthcare.com/gehcstorefront/p/5462233 | https://directmedimaging.com/part/x-ray/ge/proteus-system-console-5462233/ |  |  |  | Asha | 100 | 18 | 0
HCPB11_218 | GE Healthcare | 5479352 |  | Motor Reducer Assembly | Motor Reducer Assembly For Optima XR220 X-Ray With Brake |  | Motor Reducer Assembly with Brake | [7 empty] | https://services.gehealthcare.com/medias/5479352-P1.jpg?context=bWFzdGVyfGltYWdlc3w0MjM3MzF8aW1hZ2UvanBlZ3xhVzFoWjJWekwyaGhZaTlvWW1Jdk9EZzJPVFk0TVRrNE56WXhOQzVxY0djfGQ0YzU0MGFmODYyY2FmZjFlNDFjYzc3YjcwMmVlM2RjNzg4YjVmZWNhZjZjMDE0MWI4NTU1NDdmM2U0ZmViMmI | [16 empty] | 700 watts motor | Less noise | Minimal backlash | Commutating encoder | 20:1 Planetary gear reducer | RoHS compliant | [7 empty] | Brand Name |  | Type |  | Size |  | Color |  | Material |  | Dimensions |  | For Use With | For Optima XR220 X-Ray | Comes With | With Brake | [112 empty] | Motor Reducer Assembly | X-Ray Motor Reducer Assembly |  | https://services.gehealthcare.com/gehcstorefront/p/5479352?keyword=Motor%20Reducer%20Assembly%20with%20Brake%205479352 | https://pmbiomedical.com/products/img_parts_motor-reducer-assembly-with-brake-5479352_27783 |  |  |  | Asha | 83.33 | 15 | 3
HCPB11_219 | GE Healthcare | 5483188 |  | Handle Kit | Handle Kit For LOGIQ e Ultrasound |  | LOGIQ e R6 Handle Kits | [7 empty] | https://cdn11.bigcommerce.com/s-o23pa314c0/images/stencil/1280x1280/products/2977/6786/Black_Handle__20433.1745595802.png?c=2?imbypass=on | [29 empty] | Brand Name |  | Type |  | Size |  | Color |  | Material |  | Dimensions |  | For Use With | For LOGIQ e Ultrasound | [114 empty] | Handle Kit | Ultrasound Handle Kit |  | https://services.gehealthcare.com/gehcstorefront/p/5483188 | https://jakenmedical.com/medical-replacement-parts/ge-handle-kit-for-logiq-e-5483188/?srsltid=AfmBOorSfHHLyVnpimMNcJt-tE2PbCQZqpfY3ii2vUTHV6_FWsP7N3Nl |  |  |  | Asha | 90.91 | 10 | 1
HCPB11_22 | Carestream Health, Inc | RS 1065 |  | LED | White Power LED For Ralco Collimator | [39 empty] | Brand Name |  | Type | Power | Size |  | Color | White | Material |  | Dimensions |  | For Use With | For DRX Revolution, Ralco Collimator | [114 empty] | LED | Power LED | White Power LED |  | https://integritymedicalservice.com/carestream-parts/carestream-revolution-parts/SPAD0732/ |  |  |  | Lakshmi_1 | 50 | 6 | 6
HCPB11_220 | GE Healthcare | 5488472 | 8L-RS | Collector Probe | 8L-RS 14cm 4-13MHz Collector Probe For Vivid S5 Ultrasound |  | The 8L-RS Collector Probe is used in the ultrasound machines, Magnetic Resonance (MR) machines and in a few other Digital Imaging (DI) machines. It is an assembly that consists of the probe, a probe care card and a document for certification of compliance. There are parts like the handle, cable, chemical sealant, primer, EMI tape, copper tape and few other accessories found in the probe assembly. This particular probe is a linear array transducer, used significantly for Musculoskeletal (MSK), vascular, small parts and thyroid applications. The ultrasound waves spread through the body, producing an echo where density changes occur. The echoes return to the transducer where they are converted back into electrical signals, thus resulting the quality of images. The probe generates mechanical high-frequency waves, transmits via digital memory to the computer, and forms as an image. It has the individual label with the product details, environment label for packaging and Quality Assurance (QA) seal. All these are arranged and placed in a carrying case with the shipment label. This 8L-RS type probe is a versatile product, widely used in machines like LOGIQ E / I, Vivid E / I / S5 / S6 and a few more medical diagnostic systems. | 1 Year | [6 empty] | https://services.gehealthcare.vn/medias/5488472-T1.jpg?context=bWFzdGVyfGltYWdlc3wyMzk4MDl8aW1hZ2UvanBlZ3xhVzFoWjJWekwyZzRNQzlvTm1Fdk9EZzFPRGd6TnpZeE5EWXlNaTVxY0djfGFjY2Q5NjU0ODcwNzlhODM0OTIyNjllMDEwOTVkODhiOGU0ZmIxYmM4MzA4YmNiNjY2Yjk1M2E0MTgxYzljZTU | https://services.gehealthcare.vn/medias/5488472-T2.jpg?context=bWFzdGVyfGltYWdlc3wyMjc2MTl8aW1hZ2UvanBlZ3xhVzFoWjJWekwyZ3dOQzlvWkRVdk9EZzFPRGcyT1RVMk16UXlNaTVxY0djfGIyMzE5ZTljMDU4N2U4N2M1OTk3ZDU0OTI4OWNjYTc0OTEyNmJhYzNiYzJkOWZlODc3NmFhYTMxYTAxN2YwODI | https://services.gehealthcare.vn/medias/5488472-ALT.jpg?context=bWFzdGVyfGltYWdlc3wyMjM3MjR8aW1hZ2UvanBlZ3xhVzFoWjJWekwyZ3dOeTlvTnpJdk9EZzFPRGc1T0RZMk1UUXdOaTVxY0djfDI5Njc3MDgzMTA3MjQ2NWE1NThlNDFiZjE0N2IyZjAzN2VhM2UyNjk4OGM5NWM2NmEwMjA0YWIxNjIwMzkzODQ | [14 empty] | The probe is disposable with a reusable bracket | It operates in multi-angle | High fidelity | Wide bandwidth | [9 empty] | Brand Name |  | Type |  | Size |  | Color |  | Material |  | Dimensions |  | For Use With | For Vivid S5 Ultrasound | Frequency Range | 4-13MHz | Scan Depth | 14cm | [110 empty] | Collector Probe | Ultrasound Collector Probe | Ultrasound Probe | https://services.gehealthcare.vn/gehcstorefront/p/5488472 | https://oemprobes.com/products/ge-8l-rs-probe-5460457-r-copy?srsltid=AfmBOopCrUOS4v-VcaYnHgB1jyIj5w4M9tENplLbN3m0zuu8rOUET4wD |  |  |  | Asha | 95.45 | 21 | 1
HCPB11_221 | GE Healthcare | 5497858-51 |  | Main Board | R5 Lower Operator Panel Main Board For LOGIQ E9 Ultrasound |  | LE9 R5 Lower Operator Panel Main Board | 6 Months | [6 empty] | https://services.gehealthcare.in/medias/5497858-51-P1.jpg?context=bWFzdGVyfGltYWdlc3w0MDg1NTl8aW1hZ2UvanBlZ3xhVzFoWjJWekwyZ3hNaTlvTVRjdk9Ea3hNRGcwTVRrek56azFNQzVxY0djfDkxMDkyM2FlNmE3M2M2ZjJjMmJkY2IwMWFmNzBmZTc1Y2NkYjdiMDAyZjRiZDM5MzgwYTNjYjc4Mzc1YzZkODM | https://services.gehealthcare.in/medias/5497858-51-P2.jpg?context=bWFzdGVyfGltYWdlc3wzOTM2NTN8aW1hZ2UvanBlZ3xhVzFoWjJWekwyZ3pNUzlvWlRFdk9Ea3hNRGczTmpNME5ETTFNQzVxY0djfDM0Nzg4YmFjNDY3YTEwZTFhMWE2YzE4NzI4MTExYWYxN2FmMTgzYWU3ZDU2NjZlMWY4ODY0OTdkMDIzNDk3ZTg | https://services.gehealthcare.in/medias/?context=bWFzdGVyfGltYWdlc3wzNDUxMjR8aW1hZ2UvanBlZ3xhVzFoWjJWekwyZzROeTlvTlRVdk9Ea3hNRGt4TURBNU5UTTVNQzVxY0djfDRjMzA0ZGExMDAwZWY3ZGEwMjZhMmIxZDI2ZTQwNjE3MjEzZmUxNDNmOTQ5NmU0NjMyMTQxNmMwNTE5ODVkMzU | [14 empty] | Strong impact resistance | High tensile strength | Easy to install and light weight | Requires less maintenance and shock absorbance | [9 empty] | Brand Name |  | Type | R5 Lower Operator Panel | Size |  | Color |  | Material |  | Dimensions |  | For Use With | For LOGIQ E9 Ultrasound | [114 empty] | Main Board | R5 Lower Operator Panel Main Board | Ultrasound Lower Operator Panel Main Board | https://services.gehealthcare.in/gehcstorefront/p/5497858-51 | https://www.probomedical.com/shop/ge/ge-5497858-51-ultrasound-parts/ |  |  |  | Asha | 95 | 19 | 1
HCPB11_222 | GE Healthcare | 5499508 | 8C-RS | Probe | 8C-RS 4-11MHz 26 x 10mm/12 x 22mm Micro Convex Probe For Voluson S6 Ultrasound |  | PROBE TYPE, 8C-RS | [7 empty] | https://services.gehealthcare.com/medias/5499508.jpg?context=bWFzdGVyfHJvb3R8Nzk0Mjl8aW1hZ2UvanBlZ3xhR0l3TDJoaU1TODVOVE0xTWpNM09UZ3dNVGt3THpVME9UazFNRGd1YW5CbnxhMThkY2VlNmFmNjM1ZWU1ZmI4YzkxMzY2OTM5NWQzMjFjMGMxMTkxM2ZhZjFhMmI2MTk5YTY4ZGY3ODRmNmE1 | [16 empty] | Frequency range from 4-10 MHz | Micro Convex Array | Easily Portable | Good Penetration Depth | Reliable and durable | Accurate and sensitive | [7 empty] | Brand Name |  | Type | Micro Convex | Size |  | Color |  | Material |  | Dimensions |  | For Use With | For Voluson S6 Ultrasound | Frequency Range | 4-11MHz | Footprint | 26 x 10mm/12 x 22mm | [110 empty] | Probe | Micro Convex Probe |  | https://services.gehealthcare.com/gehcstorefront/p/5499508 | https://prs-healthcare.com/en/produit/ge-8c-rs-2/ |  |  |  | Asha | 90.48 | 19 | 2
HCPB11_223 | GE Healthcare | 5499511 | 9L-RS | Probe | 9L-RS Linear 4.0-10.0MHz Probe For Voluson S6 Ultrasound |  | The 9L-RS Probe helps you achieve strong performance on every examination. This probe is specially designed and utilized to diagnose Peripheral vascular, vascular access and musculoskeletal applications. This transducer comes under linear array type transducer category which is used to measure the movement in a straight line by means of converting the displacement into an electrical signal which is proportional to the amount of displacement. The transducer is used to pick up the reflected waves from the organ location and send them to a computer. Then, this computer transforms this reflected wave into an image. Each and every part in the transducer assembly is manufactured using high precision techniques which helps to achieve a very good surface finish as well as good product consistency. This kind of probe has the power to acquire extraordinary images with transducer technology that helps maximize penetration without sacrificing resolution. The design has been made with patient and user comfort in mind, to help reduce stress without compromising diagnostic performance. The innovative technology provides deep penetration and excellent resolution without the need to change probes during the exam. It also provides outstanding image capability with ergonomic benefits. This 9L-RS Probe is compatible with LOGIQ E Series. | [7 empty] | https://services.gehealthcare.in/medias/5499511.jpg?context=bWFzdGVyfHJvb3R8ODkzNDZ8aW1hZ2UvanBlZ3xhREl3TDJoaE55ODVOVE0xTWpNM05qVXlOVEV3THpVME9UazFNVEV1YW5CbnxjYWExM2RjMTU5NzQ4NTBlZGQ1NTYzY2FlNDY4YTc4NmI1MjIyZGFhNzhlZDM2OGNkOTQxMTRkMzE1OWEwYmRk | [16 empty] | Availability with multi angle | Disposable with a reusable bracket | Biopsy guide available | Comfort scan design | [9 empty] | Brand Name |  | Type |  | Size |  | Color |  | Material |  | Dimensions |  | For Use With | For Voluson S6 Ultrasound | Type of Array | Linear | Bandwidth | 4.0-10.0MHz | [110 empty] | Probe | Linear Probe | Ultrasound Probe | https://services.gehealthcare.in/gehcstorefront/p/5499511 | https://www.probomedical.com/shop/ge/ge-9l-rs/ |  |  |  | Asha | 94.74 | 18 | 1
HCPB11_224 | GE Healthcare | 5499608 | C1-5-RS | Probe | C1-5-RS 30cm 1-6 MHz Wideband Convex Array Probe For Voluson S6 Ultrasound |  | C1-5-RS Wideband Convex Array Ultrasound Probe is easy to use and can produce high-quality images with excellent detail resolution. It is durable and designed to withstand the rigors of daily use in a clinical setting, offering at the same time a wide field of view, making it well- suited for a variety of imaging needs. The probe can be used in a wide range of diagnostic imaging applications being primarily used for abdominal, obstetrical, and vascular imaging applications. The transducer is designed to ensure compatibility with a wide array of GE systems. | 1 Year | [6 empty] | https://services.gehealthcare.in/medias/5499608-P1.jpg?context=bWFzdGVyfGltYWdlc3wxOTgyOTd8aW1hZ2UvanBlZ3xhVzFoWjJWekwyaG1PQzlvTmpJdk9EZzNNRGN5TXpZNE1qTXpOQzVxY0djfGRhODVkODkwN2M0ZTA1YmNhZGVhNzU2MmI3NmFiNTk5NTdkZWMxNDYwNjk5MjM5ZGUxMGRkOTk2M2NlNmQyY2Q | https://services.gehealthcare.in/medias/5499608-P2.jpg?context=bWFzdGVyfGltYWdlc3wyMTY4NDl8aW1hZ2UvanBlZ3xhVzFoWjJWekwyaGhOUzlvWTJNdk9EZzNNRGMyTXpBd016a3pOQzVxY0djfGQzNjY4ZGZjYjliOTVjODcxNmM5OGE3YWM5YjU1YmFmZmZjZjAzYjczYTYzZDcyZGY5NmVmYWYzYWJiZjQ3NGM | https://services.gehealthcare.in/medias/5499608-T1.jpg?context=bWFzdGVyfGltYWdlc3wyMTYwNjR8aW1hZ2UvanBlZ3xhVzFoWjJWekwyZzNaQzlvTXpBdk9EZzNNRGd3TWpFeU9Ea3lOaTVxY0djfGU3MWE0MzFmNmFmZTYwYzk2MzY3MjI1NjE4Nzk0MzIxYTRmMTRhZDVkMjg2MzA3ZWViNjljMGRlMjU4YTJkMjQ | [27 empty] | Brand Name |  | Type | Wideband Convex Array | Size |  | Color |  | Material |  | Dimensions |  | For Use With | For Voluson S6 Ultrasound | Frequency Range | 1-6MHz | Number Of Elements | 192 | Aperture | 67mm | Scan Depth | 30cm | [106 empty] | Probe | Wideband Convex Array Probe | Ultrasound Probe | https://services.gehealthcare.in/gehcstorefront/p/5499608 | https://elzhen.com/products/b1323867-6183-4d73-b88c-c3bbf8ba10cc/c1-5-rs-5499608 |  |  |  | Asha | 95.24 | 20 | 1
HCPB11_225 | GE Healthcare | 5499960 | 4C-SC | Collector Probe | 4C-SC 1.8-5MHz 65 x 16mm Convex Collector Probe For VENUE 40 Ultrasound |  | The 4C-SC probes are commonly used in the ultrasound systems. This probe is used to perform various applications like Fetal/OB, GYN, Urology, Abdominal, Pediatric, Thoracic (fluid, Pleural and motion detection), Abdomen (including bladder) and conventional musculoskeletal (including hip and spine), Non vascular (including Nerve Block), Interoperative and Tissue Biopsy. The transducer is used to pick up the reflected waves from the organ location and send them to a computer. Then, this computer transforms this reflected wave into an image. Each and every part in the transducer assembly is manufactured using high precision techniques which helps to achieve a very good surface finish as well as good product consistency. A lightweight transducer cable helps minimize strain for the user, facilitating transducer placement. The 4C-SC transducer is commonly used in machines like Vivid T8, LOGIQ e system, LOGIQ E9, Vivid iq, LOGIQ™ P9 and LOGIQ P7. | [7 empty] | https://services.gehealthcare.in/medias/5499960-P1.jpg?context=bWFzdGVyfGltYWdlc3wyNDA3Nzl8aW1hZ2UvanBlZ3xhVzFoWjJWekwyZ3haUzlvT1RBdk9Ea3hNRGcwTWpJek1qZzJNaTVxY0djfDVhZWUyM2Q1NDM4MWRjZWY4NDVjMjEyNDMwNjFiYmEwM2NkZDRiNDAyYjM0NTMzNDJkZWRlYjJkZTJiZmNiMGE | https://services.gehealthcare.in/medias/5499960-P2.jpg?context=bWFzdGVyfGltYWdlc3wyODkzMTR8aW1hZ2UvanBlZ3xhVzFoWjJWekwyaG1aQzlvWlRRdk9Ea3hNRGczTmpZek9USTJNaTVxY0djfDMxZTViYjQzMmMyNmIzZjk4OTJmM2U1NGU1NjIxNTI2ZTg4ZDZiMDZlYjMwODhiOTgzZWVhNzFmYTNmZjUyNzk | https://services.gehealthcare.in/medias/?context=bWFzdGVyfGltYWdlc3wzODE3MjN8aW1hZ2UvanBlZ3xhVzFoWjJWekwyZzFaQzlvWXpFdk9Ea3hNRGt4TURNeU5EYzJOaTVxY0djfDEwMTgyYTU2NWJlYzljODliMGNhMzY4MzE3NzY3ZGQ5Mzg1M2JiZTkzMDc4YmYwNGFlMjE3OWM2MmNkZTc4NTk | [14 empty] | High reliability | Good durability | Availability with multi angle | Biopsy guide available | [9 empty] | Brand Name |  | Type | Convex | Size |  | Color |  | Material |  | Dimensions |  | For Use With | For VENUE 40 Ultrasound | Bandwidth | 1.8-5MHz | Footprint | 65 x 16mm | [110 empty] | Collector Probe | Convex Collector Probe | Ultrasound Probe | https://services.gehealthcare.in/gehcstorefront/p/5499960 | https://theultrasoundsource.com/ge-4c-sc-convex-probe/ |  |  |  | Asha | 95.45 | 21 | 1
HCPB11_226 | GE Healthcare | 5504000-2 |  | High Level Assembly | Drive Handle High Level Assembly For Mobile X-Ray With Improvements |  | Drive Handle HLA with improvements | [7 empty] | https://store.dex.com/cdn/shop/files/drive-handle-hla-with-improvements-medical-ge-healthcare-699991.jpg?v=1715412421 | [29 empty] | Brand Name |  | Type | Drive Handle | Size |  | Color |  | Material |  | Dimensions |  | For Use With | For Mobile X-Ray | Comes With | With Improvements | [112 empty] | High Level Assembly | Drive Handle High Level Assembly | X-Ray Drive Handle High Level Assembly | https://services.gehealthcare.com/gehcstorefront/p/5504000-2 | https://store.dex.com/en-apac/products/drive-handle-hla-with-improvements?srsltid=AfmBOopc2w5NiFpQ8JrlxA12sPI0Sl8HOpowAZakS86kB586wjLJ-4VB |  |  |  | Asha | 85.71 | 12 | 2
HCPB11_227 | GE Healthcare | 5577862 |  | Gantry Intercom Assembly | Gantry Intercom Assembly For Optima CT660 | [9 empty] | https://services.gehealthcare.in/medias/5577862.jpg?context=bWFzdGVyfGltYWdlc3w1MzgyN3xpbWFnZS9qcGVnfGFXMWhaMlZ6TDJnNVpTOW9aR1F2T0Rnek1EUXhPVE0zTURBeE5DNXFjR2N8OWI5NzM1ZThjY2YxY2I5YmEyMmRmMmYxNmI4NGM4ODRiODA3YmY3NWNmY2JjODBkMDg3ZGZjNmE2NzU5YmY1MQ | [29 empty] | Brand Name |  | Type |  | Size |  | Color |  | Material |  | Dimensions |  | For Use With | For Optima CT660 | [114 empty] | Gantry Intercom Assembly | CT Gantry Intercom Assembly |  | https://services.gehealthcare.in/gehcstorefront/p/5577862 |  |  |  |  | Asha | 100 | 9 | 0
HCPB11_228 | GE Healthcare | 5589323 | BE9CS-RS | Probe | BE9CS-RS 4-10 MHz Micro Convex Probe For LOGIQ F8 Ultrasound |  | PROBE TYPE, BE9CS-RS | 1 Year | [6 empty] | https://services.gehealthcare.com/medias/5589323-P1.jpg?context=bWFzdGVyfGltYWdlc3wyNDEyOTR8aW1hZ2UvanBlZ3xhVzFoWjJWekwyZzBaaTlvWkRZdk9EZzJPVFk0TlRFd01EVTNOQzVxY0djfDZhYTRkNDU0NmJlYmE0YzEzZGU0MGM5MzRiNDdjZDk3YjY4MmQ0YmZhMmMwNTc5MDNkMmJhMjZkNzEzZjkwNzk | [29 empty] | Brand Name |  | Type | Micro Convex | Size |  | Color |  | Material |  | Dimensions |  | For Use With | For LOGIQ F8 Ultrasound | Frequency Range | 4-10MHz | Number Of Elements | 192 | Aperture | 19mm | [108 empty] | Probe | Micro Convex Probe |  | https://services.gehealthcare.com/gehcstorefront/p/5589323 | https://elzhen.com/products/13ea4348-708e-4d9b-a7c7-4a946b59b822/be9cs-rs-5589323 |  |  |  | Asha | 88.24 | 15 | 2
HCPB11_229 | GE Healthcare | 5661563 |  | Battery Pack | New Long Life FRU Battery Pack For 1KVA Eaton 9130 UPS |  | New Long Life FRU Battery pack for 1KVA Eaton 9130 UPS | [37 empty] | Brand Name |  | Type | New Long Life FRU | Size |  | Color |  | Material |  | Dimensions |  | For Use With | For 1KVA Eaton 9130 UPS | [114 empty] | Battery Pack | UPS Battery Pack |  | https://services.gehealthcare.in/gehcstorefront/p/5661563?catalogCode=01 |  |  |  |  | Asha | 90 | 9 | 1
HCPB11_23 | Carestream Health, Inc | S3110-1000 | RXDN-USB2M | Image Grabber Set | RXDN-USB2M Image Grabber Set |  |  |  |  | Quantum | [34 empty] | Brand Name |  | Type |  | Size |  | Color |  | Material |  | Dimensions |  | For Use With | [115 empty] | Image Grabber Set | [7 empty] | Lakshmi_1 | 75 | 6 | 2
HCPB11_230 | GE Healthcare | 5722794-2 |  | E-DPI Assembly | E-DPI Assembly For Voluson S10 Ultrasound |  | E-DPI Assembly | 6 Months | [23 empty] | Non-flammable | Does not contain Cadmium (Cd) more than 0.01% by weight, Lead (Pb), Mercury (Hg), Poly Brominated Biphenyl (PBB), Poly Brominated Diphenyl Ethers (PBDE), Bis(2-ethylhexyl) phthalate (DEHP), Butyl Benzyl Phthalate (BBP), Di Butyl Phthalate (DBP) and Di Iso Butyl Phthalate (DIBP) more than 0.1% by weight | Anti-static field packaging for ESD sensitive materials | Durable and reliable | [9 empty] | Brand Name |  | Type |  | Size |  | Color |  | Material |  | Dimensions |  | For Use With | For Voluson S10 Ultrasound | [114 empty] | E-DPI Assembly | Ultrasound E-DPI Assembly |  | https://services.gehealthcare.in/gehcstorefront/p/5722794-2 | https://www.probomedical.com/shop/ge-healthcare/ge-5722794-2-ultrasound-parts/ |  |  |  | Asha | 93.33 | 14 | 1
HCPB11_231 | GE Healthcare | 5728248-04 |  | Maintenance Kit | F18 Nb27 Target Maintenance Kit For PETtrace 800 | [9 empty] | https://services.gehealthcare.eu.com/medias/5728248-04.jpg?context=bWFzdGVyfGltYWdlc3w0OTIwNjl8aW1hZ2UvanBlZ3xhVzFoWjJWekwyZzROaTlvTW1Fdk9EazRNekF6TmpJNU56STBOaTVxY0djfDM3MmU3NTAzMzY1NjNmZWM1MTU2ODlkODYxNzA5NjczMDc2MTg4NTRmZDFmMjFiNzRhZWY3ZDg0MmM4NTU2MDI | [29 empty] | Brand Name |  | Type | F18 Nb27 Target | Size |  | Color |  | Material |  | Dimensions |  | For Use With | For PETtrace 800 | [114 empty] | Maintenance Kit | F18 Nb27 Target Maintenance Kit |  | https://services.gehealthcare.eu.com/gehcstorefront/p/5728248-04?lang=en_IL&clear=true&site=healthcareSite_EUROPE |  |  |  |  | Asha | 100 | 10 | 0
HCPB11_232 | GE Healthcare | 5729432 | 9T | Tee Probe | 9T Tee Probe For Vivid E9, Vivid 7 ECHOPAC Ultrasound |  | 9T-Probe - RoHS for Service | [7 empty] | https://theultrasoundsource.com/wp-content/uploads/2021/07/ge-9t-tee-probe-for-sale.jpg | [29 empty] | Brand Name |  | Type |  | Size |  | Color |  | Material |  | Dimensions |  | For Use With | For Vivid E9, Vivid 7 ECHOPAC Ultrasound | Bandwidth | 3-10 MHz Vivid E9, 3.1-10 MHz Vivid 7 Pro, 4-10 MHz Vivid 7 | Footprint | Tip 10.9 x 8.4mm, Length 35.2mm Vivid E9 | [110 empty] | Tee Probe | Ultrasound Tee Probe |  | https://services.gehealthcare.com/gehcstorefront/p/5729432 | https://theultrasoundsource.com/ge-9t-tee-probe/ |  |  |  | Asha | 92.86 | 13 | 1
HCPB11_233 | GE Healthcare | 5729435 | P2D-RS | Probe | P2D-RS 16mm 2.0 MHz Pencil Doppler Transducer Probe For Vivid I Ultrasound |  | The P2D-RS Probe helps you achieve strong performance on every examination. This probe is specially designed and utilized to diagnose for Cardiac applications. The transducer is used to pick up the reflected waves from the organ location and send them to a computer. Then, this computer transforms this reflected wave into an image. Each and every part in the transducer assembly is manufactured using high precision techniques which helps to achieve a very good surface finish as well as good product consistency. This kind of probe has the power to acquire extraordinary images with transducer technology that helps maximize penetration without sacrificing resolution. The design has been made with patient and user comfort in mind, to help reduce stress without compromising diagnostic performance. The innovative technology provides deep penetration and excellent resolution without the need to change probes during the exam. It also provides outstanding image capability with ergonomic benefits. This P2D-RS Probe is compatible with Vivid i, Vivid q series ultrasound systems. | [7 empty] | https://kh.services.gehealthcare.com/medias/5729435-P1.jpg?context=bWFzdGVyfGltYWdlc3wzMDYyOTB8aW1hZ2UvanBlZ3xhVzFoWjJWekwyaGtaUzlvWkdNdk9Ea3hNRGcwTlRNM09EVTVNQzVxY0djfDhiYzg0YWY1ZDEyNjM3M2M0ZWZiOGI3MmI5OGExZTk1MDA1ZGRmOTE2YmY2OTY3ZjViNjQ5MjJhZGVkNzQzZDg | https://kh.services.gehealthcare.com/medias/5729435-P2.jpg?context=bWFzdGVyfGltYWdlc3wzNjA0NjZ8aW1hZ2UvanBlZ3xhVzFoWjJWekwyZzVNaTlvWkRRdk9Ea3hNRGczT1RjNE5EazVNQzVxY0djfDdkMzE5MDEyNWZlOTg5OTJjNjgyODkzMmQ3ZmEzMmE0NWU0NjQ4MDJhZDRjNmExZTg4ODMzN2RkNWI3YzNmY2Q | https://kh.services.gehealthcare.com/medias/?context=bWFzdGVyfGltYWdlc3wzNzM5NzR8aW1hZ2UvanBlZ3xhVzFoWjJWekwyZzVNUzlvTW1Fdk9Ea3hNRGt4TXpNek9UUXlNaTVxY0djfDIzNzY1MmExNTRmYzdkNGRlMTgwY2EyOWY5Y2RmODk2YmYyNDUwMmNjNzU1NDM2ZDg2NDM5Y2JiMjEzNTRhNjA | [14 empty] | Comfort scan design | Ease of use | Ergonomic benefits | Patient and user comfort | [9 empty] | Brand Name |  | Type | Pencil Doppler Transducer | Size |  | Color |  | Material |  | Dimensions |  | For Use With | For Vivid I Ultrasound | Footprint | 16mm | Bandwidth | 2.0 MHz | [110 empty] | Pencil Doppler Transducer Probe | Ultrasound Pencil Doppler Transducer Probe |  | https://kh.services.gehealthcare.com/gehcstorefront/p/5729435 | https://aedprofessionals.com/products/ge-p2d-rs-pencil-doppler-transducer-p2d-rs?srsltid=AfmBOorrF2rzWZRlfonuPQvkwj-fEqnCKqhsBiCLpE8wS6tWcQ6GJn01 |  |  |  | Asha | 100 | 21 | 0
HCPB11_234 | GE Healthcare | 5755937-2 |  | Main Power Supply | 100-240V Eagle Universal AC Input C14 Main Power Supply For LOGIQ E10 Ultrasound |  | Main Power Supply, Universal AC Input C14, 100V-240V Eagle | [7 empty] | https://store.dex.com/cdn/shop/files/ge-healthcare-main-power-supply-universal-ac-input-part-5755937-2-power-supply-dex-medical-ge-healthcare-118616.jpg?v=1714674923 | [29 empty] | Brand Name |  | Type | Universal AC Input C14 | Size |  | Color |  | Material |  | Dimensions |  | For Use With | For LOGIQ E10 Ultrasound | Voltage | 100-240V | [112 empty] | Main Power Supply | Universal AC Input C14 Main Power Supply | Ultrasound Universal AC Input C14 Main Power Supply | https://services.gehealthcare.vn/gehcstorefront/p/5755937-2 | https://store.dex.com/en-apac/products/ge-healthcare-main-power-supply-universal-ac-input-part-5755937-2-power-supply-dex?srsltid=AfmBOoqvPgQsqBuTfhRJ4zS2jQ3s294mUCS1vxJhJb60fBqDIZoZ6BRV |  |  |  | Asha | 85.71 | 12 | 2
HCPB11_235 | GE Healthcare | 5761422 |  | Adapter Cable | HDMI Male To HDMI Female Adaptor Cable For Voluson P6 Ultrasound |  | High-Definition Media Interface (HDMI) Male to High-Definition Media Interface (HDMI) Female Adaptor Cable | [7 empty] | https://channelpartners.gehealthcare.com/medias/5761422-P1.jpg?context=bWFzdGVyfGltYWdlc3wxMzAwOTV8aW1hZ2UvanBlZ3xhVzFoWjJWekwyZzFNQzlvWkdNdk9EZzJPVFk0TnpReU56RXdNaTVxY0djfGFhMjE5YTE1NTI5ZTBlYzIxYTg1ODRiNmMzYTlkOGIwOGY2ZjQ1Y2I0ODcyYTNiMTAxY2FkZmMwYmY4OWZhNmM | https://channelpartners.gehealthcare.com/medias/5761422-P2.jpg?context=bWFzdGVyfGltYWdlc3wxMzUxMzJ8aW1hZ2UvanBlZ3xhVzFoWjJWekwyaG1PUzlvTXpFdk9EZzJPVGMzTURreE9UazJOaTVxY0djfGRjZjY0MGQ2YjQ2YzMyZTUyNWM2YjI3ZGU0MzgzYzcwMzExMjJiZjU2ZmE1YmU1Y2M2NWQxOGZmNzA4NGMyNDc | https://channelpartners.gehealthcare.com/medias/5761422-T1.jpg?context=bWFzdGVyfGltYWdlc3wxMjc2Njl8aW1hZ2UvanBlZ3xhVzFoWjJWekwyaGtNQzlvT1RBdk9EZzJPVGcxTXpjMU56UTNNQzVxY0djfDQ4ZjI5NTllNTVjOTFhOGU4MmQxZWJjNzIwYzA3YWIwNDRkMzM2YzQ5ZDhiMWU4YWU4MGRkMzBkYjkxMzAyMGE | [27 empty] | Brand Name |  | Type | HDMI Male To HDMI Female | Size |  | Color |  | Material |  | Dimensions |  | For Use With | For Voluson P6 Ultrasound | [114 empty] | Adaptor Cable | HDMI Male to HDMI Female Adaptor Cable | Ultrasound Adaptor Cable | https://services.gehealthcare.com/gehcstorefront/p/5761422 | https://channelpartners.gehealthcare.com/gehcstorefront/en-lm/shop/p/5761422?lang=en_LM&clear=true&site=healthcareSite_CALA |  |  |  | Asha | 93.33 | 14 | 1
HCPB11_236 | GE Healthcare | 5761534 |  | Front Panel Cover | Collimator FRU Front Panel Cover For Optima XR220 X-Ray |  | The Collimator Front Panel Cover FRU is used in the X-ray application. It is mounted either on the tube or tube head with 4 screws or bolts. Make sure that the strips holding the collimator are aligned and fixed properly by fully tightening of bolts and checking the presence of the spring washer. This cover protects the collimator, which is a device that produces a light beam, which sets the light in different direction. It consists of button cable, Philips pan head screw, flat washers, spring lock washer with flat ends, lock switch cable and Philips flat head screws. | [7 empty] | https://services.gehealthcare.vn/medias/5761534-T1.jpg?context=bWFzdGVyfGltYWdlc3wzNjM2NjV8aW1hZ2UvanBlZ3xhVzFoWjJWekwyZ3lPQzlvWmprdk9EZzFPRGd6TlRVNE16QXdOaTVxY0djfGM4ZjU5ZDc1YjcxZTlkMzUzNGZhODM3MDU4YTE3NjdlMGRlYmIyOTJkOTZlMzNiYjM0ZjI2MjZiMmFkYTgxNzg | https://services.gehealthcare.vn/medias/5761534-T2.jpg?context=bWFzdGVyfGltYWdlc3w0NTY0OTd8aW1hZ2UvanBlZ3xhVzFoWjJWekwyZzJNQzlvWTJRdk9EZzFPRGcyTnpRd01EY3pOQzVxY0djfGQ3ODgxZjMxZDk4NzFhM2EzZDBlNDcwNDlhYWIzZTk1NTYyMzEyYWM3OTdhMjNjM2FiN2NkOTQzNWIyYzhmMTU | https://services.gehealthcare.vn/medias/5761534-ALT.jpg?context=bWFzdGVyfGltYWdlc3wzMzkyMzF8aW1hZ2UvanBlZ3xhVzFoWjJWekwyaGhNaTlvWW1Zdk9EZzFPRGc1TnpBMU5UYzNOQzVxY0djfGJiYWM3N2FhODY3Y2YxZDQxNWUxNTdhZTZhMjljNDkxMzlkMjkzMTVkOTBlODVhODdkMjE5ZjUyYmQwM2M2MzI | [14 empty] | Good machinability | High impact strength | Formability | Good mechanical properties | [9 empty] | Brand Name |  | Type | Collimator FRU | Size |  | Color |  | Material |  | Dimensions |  | For Use With | For Optima XR220 X-Ray | [114 empty] | Front Panel Cover | Collimator FRU Front Panel Cover |  | https://services.gehealthcare.vn/gehcstorefront/p/5761534 |  |  |  |  | Asha | 100 | 17 | 0
HCPB11_237 | GE Healthcare | 5769330 |  | Link Rod Kit | Link Rod Kit For Magnetic Resonance Imaging | [39 empty] | Brand Name |  | Type |  | Size |  | Color |  | Material |  | Dimensions |  | For Use With | For Magnetic Resonance Imaging | [114 empty] | Link Rod Kit | MRI Link Rod Kit |  | https://services.gehealthcare.com/gehcstorefront/p/5769330?utm_source=IB&utm_medium=carousel&utm_term=prodrec&utm_content=CU-ALL&utm_campaign=IB-Monetization&refcode=5769330&utm_source=IB&utm_medium=carousel&utm_term=prodrec&utm_content=CU-ALL&utm_campaign=IB-Monetizationrefcode=5769330 | https://scandinavian-medical.com/parts/5769330-ge-link-rod-kit/ |  |  |  | Asha | 100 | 9 | 0
HCPB11_238 | GE Healthcare | 5776030-S-R |  | Service Kit | Aurora Operating Panel Lower Service Kit | [39 empty] | Brand Name |  | Type | Aurora Operating Panel Lower | Size |  | Color |  | Material |  | Dimensions |  | For Use With | [115 empty] | Service Kit | Aurora Operating Panel Lower Service Kit |  | https://shop.gehealthcare.ca/gehcstorefront/p/5776030-S-R |  |  |  |  | Asha | 100 | 8 | 0
HCPB11_239 | GE Healthcare | 5796126 |  | Nebulizer | SRVC Chamber Valve Nebulizer For Ultrasound Trophon EPR |  | SRVC Chamber Valve Neb : controls the flow of air and mist inside the Trophon EPR, located at the top of the nebulizer assembly | [37 empty] | Brand Name |  | Type | SRVC Chamber Valve | Size |  | Color |  | Material |  | Dimensions |  | For Use With | For Ultrasound Trophon EPR | [114 empty] | SRVC Chamber Valve Nebulizer | Trophon EPR SRVC Chamber Valve Nebulizer |  | https://kh.services.gehealthcare.com/gehcstorefront/p/5796126 |  |  |  |  | Asha | 90 | 9 | 1
HCPB11_24 | Carestream Health, Inc | SP000614 |  | Screen Transport Controller | Screen Transport Controller For Vita Flex CR System | [39 empty] | Brand Name |  | Type |  | Size |  | Color |  | Material |  | Dimensions |  | For Use With | For Vita Flex CR System | [114 empty] | Controller | Screen Transport Controller | Vita Flex CR System Screen Transport Controller |  | https://www.volza.com/p/vita-flex/import/ |  |  |  | Lakshmi_1 | 55.56 | 5 | 4
HCPB11_240 | GE Healthcare | 5830000 |  | Console Workstation | Global Digital X-Ray Console Workstation For Precision 500D |  | Global Digital X-Ray (GDXR) Console Workstation | [7 empty] | https://services.gehealthcare.com/medias/5830000-T1.jpg?context=bWFzdGVyfGltYWdlc3w4NjMwM3xpbWFnZS9qcGVnfGFXMWhaMlZ6TDJnNFl5OW9Zak12T0RneU1EYzFPRFV4TVRZME5pNXFjR2N8YWMyNTdjMGE2YjY3ZDhiMThmMzU2MWJlZDUwMGM3NGE4MjRhZTNlNjdiMmIzYWQ2MGM2OGE3NDg2MzUxYTc0Yw | [29 empty] | Brand Name |  | Type | Global Digital X-Ray | Size |  | Color |  | Material |  | Dimensions |  | For Use With | For Precision 500D | [114 empty] | Console Workstation | Global Digital X-Ray Console Workstation |  | https://services.gehealthcare.com/gehcstorefront/p/5830000 | https://www.medicaloutfittersparts.com/shop/5830000-ge-x-ray-optima-global-digital-console-workstation-pn-5830000-26155 |  |  |  | Asha | 91.67 | 11 | 1
HCPB11_241 | GE Healthcare | 5863286 | 3Sc-RS | Probe | 3Sc-RS Sector 1.3-4.0MHz Wideband Phased Array Probe For LOGIQ P9 Ultrasound |  | The 3Sc-RS is a Wideband Phased Array Ultrasound Probe specially designed for a broad spectrum of applications including Cardiac, Pediatric, Cardiology, Coronary, Fetal Heart, Adult Cephalic, Abdominal, and Renal diagnostics. Compatible with an extensive range of GE HealthCare ultrasound systems, this high-quality transducer is tailored to meet the diverse needs of healthcare professionals, ensuring precise and reliable imaging in various clinical scenarios. Datasheets for specific ultrasound systems contain additional details including specific applications, biopsy availability, and additional probe technical specifications. | [7 empty] | https://my.services.gehealthcare.com/medias/3Sc.jpg?context=bWFzdGVyfGltYWdlc3wxMzYwNDh8aW1hZ2UvanBlZ3xhR0V3TDJobVlpODVNekF3TWpJek1qWXlOelV3THpOVFl5NXFjR2N8NTkwZGRhYzhlZDRlYTk5N2Y2ZWFlNTNhYzRlNjVjMGU0MjcxNDU2NzgyN2Y2MTY5YmJjZDgwYjc0ZWQxMDc0Yw | [29 empty] | Brand Name |  | Type | Wideband Phased Array | Size |  | Color |  | Material |  | Dimensions |  | For Use With | For LOGIQ P9 Ultrasound | [114 empty] | Wideband Phased Array Probe | Ultrasound Wideband Phased Array Probe |  | https://my.services.gehealthcare.com/gehcstorefront/p/5863286 | https://www.probomedical.com/shop/ge-healthcare/ge-3sc-rs/ |  |  |  | Asha | 92.31 | 12 | 1
HCPB11_242 | GE Healthcare | 5926611 |  | Top Cover Assembly | Top Cover Assembly For Optima X-Ray | [39 empty] | Brand Name |  | Type |  | Size |  | Color |  | Material |  | Dimensions |  | For Use With | For Optima X-Ray | [114 empty] | Top Cover Assembly | X-Ray Top Cover Assembly |  | https://services.gehealthcare.vn/gehcstorefront/p/5926611 |  |  |  |  | Asha | 100 | 8 | 0
HCPB11_243 | GE Healthcare | 6020703 |  | Software 1 And 2 Board | Operator Panel Lower Software 1 And 2 Board For LOGIQ S8 Ultrasound With Elastomer |  | The Operator Panel Lower, Software 1 and 2 Board with Elastomers is kit used with the Pyxis ultrasound system. The kit consists of two PWB (Printed Wiring Board) switch boards, two rubber sheets, FFC (Flexible Flat Cable) and cable harness, which is positioned beneath the lower operator panel. The assembly is RoHS compliant and the Pyxis ultrasound unit complies with UL60601-1. During the assembly installation, a PCB covered copper sheets consisting of conductive traces is used along with a non-conductive substrate. Translucent white silicone elastomer containing conductive pucks provides tactile feedback. They are provided with rubber keypad backlighting with chemically resistant coating. It is used in LOGIQ S8 as well, which is also a medical diagnostic ultrasound imaging device. The rubber sheet provides heat resistance, flame retardancy, chemical stability, cold resistance and good weathering ability. They are available in many colors, shapes and sizes. It is sealed environmentally with a laser impression. Elastomers or rubber sheets provides a long operational life. This kit is a spare part or a Field Replacement Unit (FRU) for the Pyxis OPIO3 system, which means that the unit can be replaced if any failure occurs. | [7 empty] | https://services.gehealthcare.in/medias/6020703-Operator-Lower-Software-1-and-2-Board-with-Elastomers.jpg?context=bWFzdGVyfHJvb3R8NTkxMTB8aW1hZ2UvanBlZ3xhRGRtTDJoak15ODVNak00TnpNME56WTJNVEV3THpZd01qQTNNRE1nVDNCbGNtRjBiM0lnVEc5M1pYSWdVMjltZEhkaGNtVWdNU0JoYm1RZ01pQkNiMkZ5WkNCM2FYUm9JRVZzWVhOMGIyMWxjbk11YW5Cbnw3Y2JmZThlYmRmMjMzMjVjOTU5ZWYwOTE3NzU2MWQ5Nzg1M2M5Nzc4NTFiZDk0NmVjZWM4NTRjYTJhZjlmYWYy | https://services.gehealthcare.in/medias/6020703-T2.jpg?context=bWFzdGVyfGltYWdlc3w1MzI2NzV8aW1hZ2UvanBlZ3xhVzFoWjJWekwyZzJNUzlvTnpjdk9EZzFPRGcyTnpFd05UZ3lNaTVxY0djfDE3ZjBhMmU3MzUxNjQ4MjlhOTM0ZDBkMGFlMDVmODI4YWJjNThlZGE3ZWQ4NDZmMmU0YTkyOGUyMzBhYTcwNjU | https://services.gehealthcare.in/medias/6020703-ALT.jpg?context=bWFzdGVyfGltYWdlc3w0OTUwNjZ8aW1hZ2UvanBlZ3xhVzFoWjJWekwyZ3pPQzlvTVdNdk9EZzFPRGc1TmpnMU9URTJOaTVxY0djfDNiMmIzZmM0MDYxMDUyNGZiNzg5Yjg2NDc0ZDFkM2M3OWNlYmIzNDViMzI4Zjk0Y2E3ZWExYjZkNjI4NGU1Mjg | [14 empty] | Field Replacement Unit (FRU) - can be fixed and removed easily | Structural stability | High dielectric strength | Rigid and flexible | [9 empty] | Brand Name |  | Type | Operator Panel Lower | Size |  | Color |  | Material |  | Dimensions |  | For Use With | For LOGIQ S8 Ultrasound | Comes With | With Elastomer | [112 empty] | Software 1 and 2 Board | Operator Panel Lower Software 1 and 2 Board |  | https://services.gehealthcare.in/gehcstorefront/p/6020703 |  |  |  |  | Asha | 100 | 18 | 0
HCPB11_244 | GE Healthcare/EIZO GmbH | 6128455-5 |  | LCD Monitor | 19in High Brightness LCD Monitor Without Stand |  | 19 inch HB LCD w-o stand EIZO Gmbh | [7 empty] | https://services.gehealthcare.com/medias/6128455-5-T1.jpg?context=bWFzdGVyfGltYWdlc3wxNTM1MTV8aW1hZ2UvanBlZ3xhVzFoWjJWekwyZzRPQzlvTldRdk9EZzFNemN6T0RJMU9EUTJNaTVxY0djfGMzNDdjNjEzMjNjMWRmNTE4NjRlNmE2Yzk1ZTIyZWRhNzYwNWFiNzdmYWM0OWZjODJjNzQyZmFkMTA3MjBjOTU | [16 empty] | Assembly does not contain dust, dirt, assembly debris and LCD is free of finger prints | Does not contain any sharp corners or edges | Optimized Brightness with Auto EcoView | Three Inputs Including DisplayPort | Optional LCD Panel Protector | IPS Panel with Wide Viewing Angles | The monitor shall be certified to EN/IEC 60601-1:2005 and its collateral | The monitor shall be certified to IEC 60601-1:1988 and subsequent amendment | ROHS compliant |  |  |  |  | Brand Name |  | Type | High Brightness | Size | 19in | Color |  | Material |  | Dimensions |  | For Use With |  | Comes With | Without Stand | [112 empty] | LCD Monitor | High Brightness LCD Monitor |  | https://services.gehealthcare.com/gehcstorefront/p/6128455-5 |  |  |  |  | Asha | 90.48 | 19 | 2
HCPB11_245 | GE Healthcare | 6324556-2 |  | System on Module | Intel Core i5 Processor System on Module For Voluson S6 Ultrasound With 8G Memory |  | i5 SOM with 8G memory | 30 Days | [6 empty] | https://images.dotmed.com/cgi-bin/size.pl?i=2421149.jpg&s=640&t=2 | [29 empty] | Brand Name |  | Type | Intel Core i5 Processor | Size |  | Color |  | Material |  | Dimensions |  | For Use With | For Voluson S6 Ultrasound | Comes With | With 8G Memory | [112 empty] | System on Module | Intel Core i5 Processor System on Module |  | https://services.gehealthcare.in/gehcstorefront/p/6324556-2 | https://www.dotmed.com/listing/ultrasound-ob-gyn/ge/voluson-s6-s8/6324556-2/2421149 |  |  |  | Asha | 92.86 | 13 | 1
HCPB11_246 | GE Healthcare/DELL | 8770011-21 | T5810 | Workstation | T5810 12.7mm 64GB DVD-RW SATA Workstation For 3.0T Discovery MR750 |  | Dell T5810 1620v3 64GB Nvidia SSD | [7 empty] | https://www.blockimaging.com/hubfs/Parts/69353_8770011-21%20(5).jpg | https://www.blockimaging.com/hubfs/Parts/69353_8770011-21%20(2).jpg | https://www.blockimaging.com/hubfs/Parts/69353_8770011-21%20(3).jpg | https://www.blockimaging.com/hubfs/Parts/69353_8770011-21%20(4).jpg | [13 empty] | Good drive speed | 12.7mm Height Internal | Max 8x DVD±R Write Speed | Max 24X CD Write Speed | [9 empty] | Brand Name |  | Type | DVD-RW SATA | Size | 64GB | Color |  | Material |  | Dimensions |  | For Use With | For 3.0T Discovery MR750 | Internal Height | 12.7mm | [112 empty] | Workstation | DVD-RW SATA Workstation |  | https://services.gehealthcare.in/gehcstorefront/p/8770011-21 | https://www.blockimaging.com/parts/8770011-21-ge-mri-dell-t5810-workstation |  |  |  | Asha | 95.45 | 21 | 1
HCPB11_247 | GE Healthcare | D2642P |  | Reload Unit | Reload Unit For HRT 09 Tube |  | The HRT 09 Reload Unit is used in tubes and other medical equipments as applicable. It is a kit consisting of tube unit, X-ray tube field strapping kit, maxiray, screws, labels, cath plug and washers. They are packed in a box by bolting the tube to plywood sheets. Two fillers are installed between the plywood and inner to secure the tube from damage. Also, two plastic straps are provided for protection. The tube modelâs value will be provided on the rating plate. They are strong and stiff. The GE product is an Innovation and technology which fits well into versatile customer needs. It is manufactured using high precision techniques which helps to achieve a good surface finish as well as good product consistency. These parts are diligently designed for high Performance and reliability. It is securely packaged inside a High-quality packing box to avoid physical damage during transit and labeled with details about the product, Quality Assurance (QA) seal and shipment details. | [7 empty] | https://services.gehealthcare.com/medias/D2642P-P1.jpg?context=bWFzdGVyfGltYWdlc3w5MjYzMXxpbWFnZS9qcGVnfGFXMWhaMlZ6TDJobVppOW9OV0V2T0RneU1UTXhNamcwTnprd01pNXFjR2N8ZjUxMTc5Y2M4ZGUzYjlhZWJkNDk1ZjE3NDRkMTc0ODNkYTM5NzhkMTc1OTNiYjU0OWRjNzY1OWZkYjViYTliZQ | [16 empty] | Has good dimensional stability | Enhanced durability and reliability | Ductility | Thermal conductivity and corrosion resistant | [9 empty] | Brand Name |  | Type |  | Size |  | Color |  | Material |  | Dimensions |  | For Use With | For HRT 09 Tube | Includes | Tube Unit, X-Ray Tube Field Strapping Kit, Maxiray, Screws, Labels, Cath Plug And Washers | [112 empty] | Reload Unit | HRT 09 Tube Reload Unit |  | https://services.gehealthcare.com/gehcstorefront/p/D2642P |  |  |  |  | Asha | 100 | 15 | 0
HCPB11_248 | GE Healthcare | DF126010BM |  | CPU Fan | 60 x 60 x 10mm 19.86CFM 12V Dual Ball Bearing Medium Speed Fan | [9 empty] | https://www.coolerguys.com/cdn/shop/products/dynatron-60x10mm-med-speed-dual-ball-bearing-fan-with-3-wire-3-pin-connector-df126010bm-2_800x.jpeg?v=1744757209 | https://www.coolerguys.com/cdn/shop/products/dynatron-60x10mm-med-speed-dual-ball-bearing-fan-with-3-wire-3-pin-connector-df126010bm-15_800x.jpeg?v=1744757209 | https://www.coolerguys.com/cdn/shop/products/dynatron-60x10mm-med-speed-dual-ball-bearing-fan-with-3-wire-3-pin-connector-df126010bm-16_800x.jpeg?v=1744757209 | [27 empty] | Brand Name |  | Type |  | Size |  | Color |  | Material |  | Dimensions | 60 x 60 x 10mm | For Use With |  | Bearing Type | Dual Ball Bearing | Fan Speed | 4500 +/-10%RPM | Noise Level | 32.84DBA | Voltage | 12V | Max Airflow | 19.86CFM | Connector | 3 Pin 8in Tail | [102 empty] | CPU Fan | Dual Ball Bearing Fan |  |  | https://www.coolerguys.com/en-in/products/dynatron-60mm-df126010bm?srsltid=AfmBOooC8NfSxNitOpF_bAhJeRNL4RZ4UX05WhDxrZ5AiDKJ1_UWxmAp |  |  |  | Asha | 63.64 | 14 | 8
HCPB11_249 | GE Healthcare | E11181EA |  | Lower Body Shield | Kenex® 92 W x 70cm H Double Pivot Lower Body Shield With 57cm Lift-Off Top Shield One Single Curtain 3 Overlapping Sections |  | The Kenex® Lower Body Shields help substantially reduce exposure to scatter radiation emanating from the Interventional table or patient’s body. |  |  |  | 21.4lb | 92cm | 70cm |  | https://services.gehealthcare.com/medias/E11181EA.jpg?context=bWFzdGVyfGltYWdlc3w3MDYzNnxpbWFnZS9qcGVnfGFXMWhaMlZ6TDJnMU15OW9OR1V2T0Rnek9UVTJNRFF5T1RVNU9DNXFjR2N8ZGQ0MjUxN2NhM2QyYTAyNWViYjc2NjJkM2EyOWM2N2Q1ZWE0NmVhODIxZTc4NDFlMmFmMzJiNTkwYmQ1YWYwMg | [16 empty] | 28 cm wide attachment bracket slides onto a 25 or 29 mm high tableside accessory rail (max. 11 mm thick) | Dimensions – 36.2 in (W) x 27.6 in (H) | Weight – 21.4 lb | Double pivot | The pivotal arm and middle link can swivel outwards from the table side to form a 46 cm or 63 cm wing, or inwards to conform to the shape of the table | [8 empty] | Brand Name | Kenex® | Type | Double Pivot | Size |  | Color |  | Material |  | Dimensions |  | For Use With |  | Comes With | With 57cm Lift-Off Top Shield, One Single Curtain, 3 Overlapping Sections | [112 empty] | Lower Body Shield | Double Pivot Lower Body Shield |  | https://services.gehealthcare.com/gehcstorefront/p/E11181EA |  |  |  |  | Asha | 100 | 20 | 0
HCPB11_25 | Carestream Health, Inc | SP1033851 | DRYVIEW 5950 | Laser Imager | Laser Imager For Diagnostic Printer | [39 empty] | Brand Name |  | Type |  | Size |  | Color |  | Material |  | Dimensions |  | For Use With | For Diagnostic Printer | Voltage Rating | 220V | [112 empty] | Laser Imager | Diagnostic Printer Laser Imager |  |  | https://pmbiomedical.com/products/img_parts_dryview-5950-laser-imager-220v_62004 |  |  |  | Lakshmi_1 | 31.82 | 7 | 15
HCPB11_250 | GE Healthcare | E8003S |  | Positioner Kit | Child Positioner Kit For CT |  | Designed for ease of use and enhanced patient comfort, while still helping to reduce body motions during supine studies. Diagnostic images and staff efficiency may be improved because the child’s entire body is restrained. By reducing body motion and the need for retakes, it may also help to reduce patient exposure. Replacement pieces also sold separately | [7 empty] | https://services.gehealthcare.com/medias/?context=bWFzdGVyfGltYWdlc3w0NzA0OHxpbWFnZS9qcGVnfGFXMWhaMlZ6TDJoaE15OW9aVGd2T0RneE9ERTVNemt5TkRFeU5pNXFjR2N8ZTE0ZjJjOTNiMjBlZjc4NWJjNTQxZjgyNzBhZTE0ZTJjMDliNjBkOWY4YzgxMTEzMjVkZTY2ODFkOGJiNTVhNQ | [29 empty] | Brand Name |  | Type |  | Size |  | Color |  | Material |  | Dimensions |  | For Use With | For CT | Age Group | Includes | 1 Child Positioner Assembly (Cradle Only), 1 Child Positioner Pad, 3 Sizes Of Child Positioner Head Cushions (Small, Medium, Large), 1 Wide Body Strap - 39 In (L) X 10 In (W), 1 Narrow Body Strap - 39 In (L) X 5 In (W), 4 Wrist Straps, 3 Head Straps, 6 Foam Sponges, 1 Child Thick Cradle Pad (This Pad Is Not Designed For Use Inside The Child Positioner Assembly. It May Be Used With A Standard Table Cradle.) | [111 empty] | Positioner Kit | Child Positioner Kit | CT Child Positioner Kit | https://services.gehealthcare.com/gehcstorefront/p/E8003S |  |  |  |  | Asha | 91.67 | 11 | 1
HCPB11_251 | GE Healthcare | E8004GH |  | Strap | 550mm 21.65 L x 5.9in W Medium Volume Computed Tomography Strap |  | GE offers a variety of replacement table pads and straps for your GE CT and PET/CT Systems. Enhance exam productivity and enhance patient comfort, which help secure patients and bed linens within the field of view during scanning. Medium straps: E8004GH (2 straps measure 5.90 in W × 21.65 in L) |  |  |  |  | 5.90in |  |  | https://services.gehealthcare.in/medias/?context=bWFzdGVyfGltYWdlc3wxMjAzOHxpbWFnZS9qcGVnfGFXMWhaMlZ6TDJoa1ppOW9OR1V2T0RneE5ERXlOekk0TkRJMU5DNXFjR2N8OTYxNjlmYjU1NDIyZjNlZDRmNDI3ZDlhMTVhN2RkYTM2NzYyNjNiNjY5MzNmYzdiYjZkYzA1NDliMTkwNjU5NA | https://services.gehealthcare.in/medias/?context=bWFzdGVyfGltYWdlc3wzNzcyNHxpbWFnZS9qcGVnfGFXMWhaMlZ6TDJnM1lpOW9OV0l2T0RneE5ERXlPREkyTnpJNU5DNXFjR2N8MWJhYmIzZTNhOGIwZWZjOTE0NTJhZDk2OGQ5MzYyNDIwOTY3YTJjZDc1ZGQyODAwMGRmNGM1MjVmMDIzN2I0Nw | [28 empty] | Brand Name |  | Type | 2 Medium, Volume Computed Tomography | Size | 550mm | Color |  | Material |  | Dimensions |  | For Use With | [114 empty] | 2 | Volume Computed Tomography Strap | Medium Volume Computed Tomography Strap |  | https://services.gehealthcare.in/gehcstorefront/p/E8004GH |  |  |  |  | Asha | 78.57 | 11 | 3
HCPB11_252 | GE Healthcare | E8800BJ |  | Lateral Grid | Non-Sterile Breast Biopsy Lateral Grids For GE 8 Channel Breast Array | [9 empty] | https://services.gehealthcare.com/medias/E8800BJ-1.JPG?context=bWFzdGVyfGltYWdlc3wxMDI0NzN8aW1hZ2UvanBlZ3xhVzFoWjJWekwyaGpOQzlvWWpVdk9Ea3hOalkxTWpJMk1UUXdOaTVxY0djfGE3ZDc4Y2NkOTcxYWMzZDJiZTQ2MDRjNjgzMGY1MDZhYmUxYTVjNjZkMGZhYWNkMmUyNDE5YmY4NGQ4YWNjMmI | [16 empty] | The 8-Channel Non-Sterile Breast Biopsy Grids are designed for the GE Signa HD Breast Array for MR breast biopsy procedures | Disinfection procedures included with all orders of grids | 5 per pack, non-sterile, single use | [10 empty] | Brand Name |  | Type | Breast Biopsy | Size |  | Color |  | Material |  | Dimensions |  | For Use With | For GE 8-Channel Breast Array | Sterility | Non Sterile | Usage | Single Use | [109 empty] | 5/Pack | Lateral Grid | Breast Biopsy Lateral Grid |  | https://services.gehealthcare.com/gehcstorefront/p/E8800BJ | https://mms.mckesson.com/product/1252428/GE-Healthcare-E8800BJ |  |  |  | Asha | 100 | 17 | 0
HCPB11_253 | GE Healthcare | E8801SG |  | Pad Set | 1.5T 8-Channel or 12-Channel MRI Body Array Coil Pad Set |  |  | 6 Months | [6 empty] | https://services.gehealthcare.com/medias/E8801SG.jpg?context=bWFzdGVyfGltYWdlc3w4MzgyOXxpbWFnZS9qcGVnfGFXMWhaMlZ6TDJoaU5pOW9aamd2T0RneU1EYzVNRFUxT0RjMU1DNXFjR2N8ZmQxYzNmNzY0YzhkZmViMmQ2MDJhOWUxYTg3NmViNGRkODU1OWE2MjgzMjFjMzYxOGM4NDE3MjA4NDA5NGQ4OA | [16 empty] | For the GE Signa 1.5T and 3T, HD, HDx, HDe Coil Pads for MR | Choose genuine GE replacement pads for the 1.5T and 3T MR Breast Array Coil, 8- and 12-Channel Cardiac Array and CTL Coils, HNS and Shoulder Coils | Assortment of MR Coil Pads provide optimal patient comfort | 6 month warranty on all pads | [9 empty] | Brand Name |  | Type | 1.5T 8-Channel or 12-Channel MRI Body Array Coil | Size |  | Color |  | Material |  | Dimensions |  | For Use With | [114 empty] | 4/Set | MRI Body Array Coil Pad Set | 1.5T 8-Channel or 12-Channel MRI Body Array Coil Pad Set |  | https://services.gehealthcare.com/gehcstorefront/p/E8801SG |  |  |  |  | Asha | 100 | 15 | 0
HCPB11_254 | GE Healthcare | E8802RF |  | Positioning Pad | 12.5 x 7.5 x 2cm Small Grey Nylon Positioning Pad |  | Small Grey Block | [7 empty] | https://services.gehealthcare.com/medias/?context=bWFzdGVyfGltYWdlc3wyOTk5M3xpbWFnZS9qcGVnfGFXMWhaMlZ6TDJnd01DOW9PR0l2T0RneE5ERXlOVGt3TnprNU9DNXFjR2N8NWU1YmFjMmJkZWQ2ZTQxNjBmMDZiZTJiOTc4YTgxYTJmZDUzNjViZjIxNzEzMDdkNWZhN2Q4N2I4YzUzYzM5NQ | [29 empty] | Brand Name |  | Type |  | Size | Small | Color | Grey | Material | Nylon | Dimensions | 12.5 x 7.5 x 2cm | For Use With | [115 empty] | Positioning Pad | Nylon Positioning Pad |  | https://services.gehealthcare.com/gehcstorefront/p/E8802RF |  |  |  |  | Asha | 92.31 | 12 | 1
HCPB11_255 | GE Healthcare | E8802RN |  | Covered Block | 14.5 L x 5.25 W x 1in H Foam With Nylon Fabric Covered Block | [6 empty] | 5.25in | 1in |  | https://services.gehealthcare.com/medias/?context=bWFzdGVyfGltYWdlc3wzMTM2NnxpbWFnZS9qcGVnfGFXMWhaMlZ6TDJnM1ppOW9Nell2T0RneE5ERXhPVFk0TWpBM09DNXFjR2N8ODk4ZTkzZmIxZTg1ZTUzNjI3ODcyYmY4ODZlMDcwMTljZDZkZDNhYmNhMjY5YmNiZGI5ZDBkNmE5YThkNjBjZA | [29 empty] | Brand Name |  | Type |  | Size |  | Color |  | Material | Foam With Nylon Fabric | Dimensions |  | For Use With | For Quad Head Coil | Length | 14.5in | [112 empty] | Covered Block |  |  | https://services.gehealthcare.com/gehcstorefront/p/E8802RN |  |  |  |  | Asha | 100 | 12 | 0
HCPB11_256 | GE Healthcare | E8822JF |  | Headset | 29dB Newmatic Noise Guard Headset |  | Noise Guard Headset 29db | [7 empty] | https://services.gehealthcare.in/medias/?context=bWFzdGVyfGltYWdlc3w0Mzg1OHxpbWFnZS9qcGVnfGFXMWhaMlZ6TDJnMU9DOW9NekV2T0RneE5ERXhPVGczT0RZNE5pNXFjR2N8YmFlM2Q4ZjNiOGVkMjYzNGQ5OTIzMDFlZDBhOTVjY2VlOGU4ODFmNzI2MjEyN2E5MjA1MjlhNGJmNDNmZTM2MQ | https://services.gehealthcare.in/medias/?context=bWFzdGVyfGltYWdlc3w0Mzg1OHxpbWFnZS9qcGVnfGFXMWhaMlZ6TDJneFpDOW9OMlV2T0RneE5ERXlNVFE0TkRNeE9DNXFjR2N8ODE0YjZiMTgxNmMwNGUxODExMjkyOWM2MDBjYzVjNDAzMjRhYjBjNWFjMWU2YTZmNzY5YTA2NGRkZjFmYWRiOQ | https://services.gehealthcare.in/medias/?context=bWFzdGVyfGltYWdlc3wxNDQzN3xpbWFnZS9qcGVnfGFXMWhaMlZ6TDJoaE1pOW9OVGN2T0RneE5ERXlNVGN4TXpZNU5DNXFjR2N8NmQzNDdhM2ZmZmU0YWMwNDcwMDA1ODQ0ODg4OGM0YjMyZjU2MjQxMGYwMzg4OWEyM2U3NmY4ZTM5NWE0OTFhZQ | [27 empty] | Brand Name |  | Type | Newmatic Noise Guard | Size |  | Color |  | Material |  | Dimensions |  | For Use With |  | Noise Reduction Rating | 29dB | [112 empty] | Noise Guard Headset | Newmatic Noise Guard Headset |  | https://services.gehealthcare.in/gehcstorefront/p/E8822JF |  |  |  |  | Asha | 92.31 | 12 | 1
HCPB11_257 | GE Healthcare | E8823NE |  | Headphone | MRI Audio Over-Ear Headphone | [9 empty] | https://services.gehealthcare.com/medias/E8823NE-5759311.jpg?context=bWFzdGVyfHJvb3R8MjczNDI4fGltYWdlL2pwZWd8YURSaUwyaG1ZeTg1TVRnMU16UTVNelk1T0RnMkwwVTRPREl6VGtVZ0ppQTFOelU1TXpFeExtcHdad3xmODNiYzE4NjdjMDlmNTM3MDZlNjEzYzA5MDdlMjgwOGZmOTI5NTgzNzZlNDQ0ZTM2OGVmNDFkZGJiZGFjMjc2 | [16 empty] | The MRI Audio premium music system is designed for comfort and allows the patient to listen to music while being scanned in an MR system | The Over-Ear Headphones are compatible with MRI Audio 1505 (Item No. E8823NA) or MRI Audio 1506 (Item No. E8823NG) | [11 empty] | Brand Name |  | Type | MRI Audio Over-Ear | Size |  | Color |  | Material |  | Dimensions |  | For Use With | [115 empty] | Headphone | MRI Audio Over-Ear Headphone |  | https://services.gehealthcare.com/gehcstorefront/p/E8823NE | https://mms.mckesson.com/product/1267217/GE-Healthcare-E8823NE |  |  |  | Asha | 100 | 12 | 0
HCPB11_258 | GE Healthcare | GA200039 |  | Z- Mechanism | Z- Mechanism For LOGIQ E9 Ultrasound |  | The Z Mechanism is used in an ultrasound system, it is equipped with a release handle that can be operated in order to move the top console up or down without connecting power to the Vivid E90 ultrasound system. This method repeats when the drive gear is disconnected or has failed, or if the main power is turned off, disconnected or has a power failure. The top console can drop unexpectedly when the mechanism is released. Move the handle a few millimeters to the right side, to release the Z mechanism, and at the same time move the top console up or down, as required. There are no adjustments for the operating panel’s vertical movement. The vertical movement of the top console is motor driven. The control buttons for the electrical motor are located around the handles. A gas spring inside the ultrasound system assists in the Z-axis (vertical) movement. | [7 empty] | https://services.gehealthcare.in/medias/ga200039-T1.jpg?context=bWFzdGVyfGltYWdlc3wxODk2NjZ8aW1hZ2UvanBlZ3xhVzFoWjJWekwyZ3hNUzlvWTJZdk9EZzFORE0wTVRZNE1URTRNaTVxY0djfDIyNTNhNWNjMTA0NTlhNDMzYTk3YTRhNGM4OGRhMTM2ZjJmNDMyMDY3Mjc2ZTRjZTNmZDRlMWE3ZWUyMGJmYjg | https://services.gehealthcare.in/medias/ga200039-T2.jpg?context=bWFzdGVyfGltYWdlc3wyMDQwMzh8aW1hZ2UvanBlZ3xhVzFoWjJWekwyaGpNeTlvTmpZdk9EZzFORE00T1RrNE1USXhOQzVxY0djfDI0N2NiYWQxMzY2NWZkZDQyYzY0YTViZWQ4YWFiNDg3NGQ1ZmQxYmUzN2ZkN2JmMzg1OGVhZTZiYzIzOGY1MjU | https://services.gehealthcare.in/medias/ga200039-ALT.jpg?context=bWFzdGVyfGltYWdlc3wyMzMzMTN8aW1hZ2UvanBlZ3xhVzFoWjJWekwyZzBPUzlvTm1Rdk9EZzFORFF3TWprNU1ERXhNQzVxY0djfGVlOGY4NGYwYjBkNjQxMDllOTE0NzNmZWVjMGVjNzg4MjdjZDI0YjdlOGI2NDQ2MTQ0OTA5NjRmNmE4MWM2MGY | [14 empty] | Easy to Install and dismantle | RoHS compliant | [11 empty] | Brand Name |  | Type |  | Size |  | Color |  | Material |  | Dimensions |  | For Use With | For Logiq E9 Ultrasound | [114 empty] | Z- Mechanism | Ultrasound Z- Mechanism |  | https://services.gehealthcare.in/gehcstorefront/p/GA200039 |  |  |  |  | Asha | 100 | 14 | 0
HCPB11_259 | GE Healthcare | GA200742 |  | Trackball | Laser Trackball For Vivid E9 Ultrasound |  | The Laser Trackball is an advance cursor control device. The track ball is very sensitive and is a fast response user friendly device. This part 3-axis movement controls and clicking options. This assembly consist of track ball, track ball switch cable, screws and washers. The track ball is connected with the control board through pins and tightened to the board. Screws connect the track ball and control board together. A trackball switch cable is used for connecting the switches located around the trackball to the USB interface. Press the middle button once to latch scroll mode one and by pressing again for latch scroll mode two. The middle button being pressed also toggles between scroll mode one and scroll mode two. This part is widely used in UL Vivid E9, PET Discovery STE 16-Slice, UL Vivid e, UL Vivid E9 Expert, UL Vivid E9, UL Vivid q, UL Logiq E9, UL Voluson E8 and other machines. | 6 Months | [6 empty] | https://services.gehealthcare.in/medias/ga200742-T1.jpg?context=bWFzdGVyfGltYWdlc3wyMjEwNTV8aW1hZ2UvanBlZ3xhVzFoWjJWekwyaGtZeTlvT0Rjdk9EZzFORE0wTVRjME5qY3hPQzVxY0djfGMyNjgxODRkNjZmYjBiZjI3YTc5MjA1MGEzMTJhMjMwODYxOGJhYzE3MDIyYzIxMDBkMzBmZDc0MDVmZDc4ZjA | https://services.gehealthcare.in/medias/ga200742-T2.jpg?context=bWFzdGVyfGltYWdlc3wyMzc1MDR8aW1hZ2UvanBlZ3xhVzFoWjJWekwyZzJaUzlvT1RBdk9EZzFORE01TURFME5UQTFOQzVxY0djfDk3ZDVhNGM3MWVlMjZiNWFiMmM5OTUwZjFmYjFhNGYwNmUwZjc0NDJmYzA5NmRlNjc0NDgyZGM5NDUzNWFmODE | https://services.gehealthcare.in/medias/ga200742-ALT.jpg?context=bWFzdGVyfGltYWdlc3wyNDIyNjJ8aW1hZ2UvanBlZ3xhVzFoWjJWekwyaGlOaTlvTWpJdk9EZzFORFF3TXpBNE9EUXhOQzVxY0djfDRhMDZmNjFiZDMxMjg2NjEyY2EyYTYzZDhjZjJjNWVkOTgxYWM3ZWM1YTlkY2JmZmY1YmJiYmY4YzQ3MjRkOWE | [14 empty] | 3-axis movement | Good structural design | Made of quality material | High sensitive movement | [9 empty] | Brand Name |  | Type | Laser | Size |  | Color |  | Material |  | Dimensions |  | For Use With | For Vivid E9 Ultrasound | [114 empty] | Trackball | Laser Trackball |  | https://services.gehealthcare.in/gehcstorefront/p/GA200742 | https://www.probomedical.com/shop/ge-healthcare/ge-ga200742-ultrasound-parts/ |  |  |  | Asha | 100 | 19 | 0
HCPB11_26 | Carestream Health, Inc | SP1926765 |  | S/W Upgrade | V5.X S/W Upgrade For CR | [39 empty] | Brand Name |  | Type |  | Size |  | Color |  | Material |  | Dimensions |  | For Use With | For CR | Version | From V5.X | [112 empty] | V5.X S/W Upgrade | CR V5.X S/W Upgrade | CR V5 S/W Upgrade From V5.X |  | https://integritymedicalservice.com/carestream-parts/carestream-cr/SP1926765/ |  |  |  | Lakshmi_1 | 16.67 | 2 | 10
HCPB11_260 | GE Healthcare | GA200952 |  | Assembly | XY Brake Mechanism Assembly For LOGIQ E9 Ultrasound |  | The XY Brake Mechanism Assembly is manufactured to work with Ultrasound devices. The XY brake assembly is aligned to function with the XY mechanism of the console. The XY brake assembly is used to control the movements of the XY mechanism. It controls this movement smoothly thus supports the user in aligning the console. The lever is manufactured from a casted alloy. It has very good rigidity and strength to weight ratio property which makes it very strong and hard and also has excellent EMI and RFI shielding properties. The bracket (which is made up of a polyarylamide compound that is 50% glass-fiber reinforced) has high strength to endure the applied load. It has excellent surface gloss and creep resistance. Provisions have been given on a flange to accommodate the motor. A 12V motor is attached to drive the brake. It comes with 120mm long cable. Proper lubrication has been given to protect against friction, wear and corrosion to provide longer life. The assembly is compliant to RoHS standards. It does not have any hazardous materials and is environmentally safe. | 6 Months | [6 empty] | https://services.gehealthcare.in/medias/?context=bWFzdGVyfGltYWdlc3wyODE2M3xpbWFnZS9qcGVnfGFXMWhaMlZ6TDJneE1TOW9OREl2T0RneE5UQXdNek0yT1RVd01pNXFjR2N8MDQ5MjFkOTg0NTRmNzdhNjI1ZmE4MTBlNWNiNmY3MDE2M2EwZjdjYWZhNmI3MjE5ODJmNTIzNDMzNzE2NDljMA | https://services.gehealthcare.in/medias/?context=bWFzdGVyfGltYWdlc3wyNzc0N3xpbWFnZS9qcGVnfGFXMWhaMlZ6TDJobFl5OW9PR1F2T0RneE5UQXhNakE0TlRjNU1DNXFjR2N8ZWI2MzNkYjY2MzgzYTczY2JiZjk3OGFlNWM4M2NkZDYxYzk0ZTZlZTIzYTBjMDU4MWQxN2UxYmU4MTUyYjcyZg | https://services.gehealthcare.in/medias/GA200952-XYZ-BRAKE-ASM-2.jpg?context=bWFzdGVyfHJvb3R8MzM2MDZ8aW1hZ2UvanBlZ3xhRFU1TDJnd1lpODVNak00TnpJNU9UUTVNakUwTDBkQk1qQXdPVFV5SUZoWldpQkNVa0ZMUlNCQlUwMGdNaTVxY0djfDc3NTc3NDhkYjUyYjEyNDQ3MzM4MGIxZWQ1MjFiM2IzNWQ3NmRkNDQxNWRhYTU3YzVjYjllMGUyMjU5MzE5M2Y | [14 empty] | Smooth transition | Complete control | Varying range of movements | Backward compatible | [9 empty] | Brand Name |  | Type | XY Brake Mechanism | Size |  | Color |  | Material |  | Dimensions |  | For Use With | For LOGIQ E9 Ultrasound | [114 empty] | XY Brake Mechanism Assembly |  |  | https://services.gehealthcare.in/gehcstorefront/p/GA200952 | https://www.probomedical.com/shop/ge/ge-ga200952-ultrasound-parts/ |  |  |  | Asha | 100 | 18 | 0
HCPB11_261 | GE Healthcare | GB200002-03 |  | Back End Processor 6.0 | Back End Processor 6.0 For Vivid Ultrasound Without 4D |  |  | 6 Months | [36 empty] | Brand Name |  | Type |  | Size |  | Color |  | Material |  | Dimensions |  | For Use With | For Vivid Ultrasound | Comes With | Without 4D | [112 empty] | Back End Processor 6.0 | Ultrasound Back End Processor 6.0 |  |  | https://www.probomedical.com/shop/ge/ge-gb200002-03-ultrasound-parts/ |  |  |  | Asha | 100 | 10 | 0
HCPB11_262 | GE Healthcare | GC200111 |  | Operating Panel | Upper Aurora Operating Panel For VIVID E80 Ultrasound |  | Operating Panel Upper Aurora | [7 empty] | https://services.gehealthcare.in/medias/gc200111-T1.jpg?context=bWFzdGVyfGltYWdlc3wyMDk1NTh8aW1hZ2UvanBlZ3xhVzFoWjJWekwyaGxaUzlvTldVdk9EZzFORE0wTWpFek9Ua3pOQzVxY0djfDYwZTk1NmI1MTIyYjE5N2YwMTcxNGIyNTBmZTc3NDQ0ZTJmZTIxNzk4ZjNmM2MxN2M0MGY4ZDhiY2Y5NzhmN2U | https://services.gehealthcare.in/medias/gc200111-T2.jpg?context=bWFzdGVyfGltYWdlc3wyMDE2ODV8aW1hZ2UvanBlZ3xhVzFoWjJWekwyaGlNeTlvTm1Zdk9EZzFORE01TURVd05UVXdNaTVxY0djfDhhNWI2ZDQ0MWRmYzEwM2Y3NDVlNzg5YzljZjUxNDM3MzE0N2MzN2I0M2JjZWEwOWZmNDVlMjVlMTY2YzdkOGU | https://services.gehealthcare.in/medias/gc200111-ALT.jpg?context=bWFzdGVyfGltYWdlc3wxODkwOTl8aW1hZ2UvanBlZ3xhVzFoWjJWekwyaGtZUzlvTjJRdk9EZzFORFF3TXpReE5qQTVOQzVxY0djfDYzMWRiYjllODdlMDBhOTkyNDM3MDBhMzkyMzQxMWI4NzgxZjRlYTA4NTAxY2QyMjViOTY3MjVmZjYyZjRhZjU | [14 empty] | Electrostatic Discharge (ESD) protected | It has Electromagnetic compatibility | It has a effective dust seal | Ingress Protection (IP) as per IEC601 | [9 empty] | Brand Name |  | Type | Upper Aurora | Size |  | Color |  | Material |  | Dimensions |  | For Use With | For VIVID E80 Ultrasound | [114 empty] | Operating Panel | Upper Aurora Operating Panel |  | https://services.gehealthcare.in/gehcstorefront/p/GC200111 |  |  |  |  | Asha | 94.12 | 16 | 1
HCPB11_263 | GE Healthcare | GC200131 |  | Loudspeaker Left Assembly | Loudspeaker Left Assembly For VIVID E80 Ultrasound | [9 empty] | https://services.gehealthcare.com/medias/GC200131-P1.jpg?context=bWFzdGVyfGltYWdlc3wyMzQ2NTR8aW1hZ2UvanBlZ3xhVzFoWjJWekwyZzRZeTlvWmprdk9Ea3hNRGcxTVRBeE5EWTROaTVxY0djfDllMWE0YzM2ZjI4NTE3OTIyN2FkMWI0MTA5OGIzZjcxOWFkMGYwZTBmYTEwYjdhMDdjYTYwMzQzMDc4NmUwZTg | [29 empty] | Brand Name |  | Type |  | Size |  | Color |  | Material |  | Dimensions |  | For Use With | For VIVID E80 Ultrasound | [114 empty] | Loudspeaker Left Assembly | Ultrasound Loudspeaker Left Assembly |  | https://services.gehealthcare.com/gehcstorefront/p/GC200131 |  |  |  |  | Asha | 100 | 9 | 0
HCPB11_264 | GE Healthcare | GC200247 |  | Lower Switch Board | Operating Panel Lower Switch Board For VIVID E80 Ultrasound With Elastomer |  | Operating Panel Lower Switch Board with Elastomer | [7 empty] | https://services.gehealthcare.com/medias/gc200247-T1.jpg?context=bWFzdGVyfGltYWdlc3w0NDM2NjF8aW1hZ2UvanBlZ3xhVzFoWjJWekwyZzNaUzlvTXpBdk9EZzFPRGd6TkRBeE1ERTBNaTVxY0djfDRiMGZkY2ZlZDNlZDJiMjAyZTM5MmQ1MTE0ZGYyOWY4MDI2MzExZDkzYjIwY2M0YjhkOThjMzZmNDZiMzVjYjE | [29 empty] | Brand Name |  | Type | Operating Panel | Size |  | Color |  | Material |  | Dimensions |  | For Use With | For VIVID E80 Ultrasound With Elastomer | Comes With | With Elastomer | [112 empty] | Lower Switch Board | Operating Panel Lower Switch Board | Ultrasound Operating Panel Lower Switch Board | https://services.gehealthcare.com/gehcstorefront/p/GC200247 | https://www.probomedical.com/shop/ge-healthcare/ge-gc200247-ultrasound-parts/ |  |  |  | Asha | 92.86 | 13 | 1
HCPB11_265 | GE Healthcare | KN100104 | 6Tc-RS | Probe | 6Tc-RS 20cm 2-8MHz TEE Phased Array Probe For Vivid T8 Ultrasound |  | The 6Tc-RS Probe helps you achieve strong performance on every examination. This probe is specially designed and utilized to diagnose for adult cardiac applications. The probe or transducer is used to picks up the reflected waves of the heart and send them to a computer. Then this computer transforms these reflected waves into an image of the heart walls and valves. This kind of probe has the power to acquire extraordinary images with transducer technology that helps maximize penetration without sacrificing resolution. The design has been made with patient and user comfort in mind, to help reduce stress without compromising diagnostic performance. The innovative technology provides deep penetration and excellent resolution without the need to change probes during the exam. It also provides outstanding image capability with ergonomic benefits. This 6Tc-RS probe is compatible with LOGIQ e, Vivid E9, Vivid i, Vivid i n, Vivid q series ultrasound systems. | 1 Year | [6 empty] | https://services.gehealthcare.vn/medias?context=bWFzdGVyfHJvb3R8NTgxODY1fGltYWdlL2pwZWd8aDlkL2g2Zi84ODEyNjE0NjQ3ODM4LmpwZ3w5NzRmZmNjYTY2MWZiZmIxMTYyMTMyNDhlYWJlZGI0YjY0NzczMTEyOTdkMDUwMzA1ODA5NjMzZmJjYzAzODUw | [16 empty] | Comfort scan design | Ease of use | Ergonomic benefits | Patient and user comfort | [9 empty] | Brand Name |  | Type | Phased Array | Size |  | Color |  | Material |  | Dimensions |  | For Use With | For Vivid T8 Ultrasound | Type of Array | Transesophageal (TEE) | Frequency Range | 2-8MHz | Number Of Elements | 64 | Aperture | 14mm | Scan Depth | 20cm | [104 empty] | Phased Array Probe | TEE Phased Array Probe |  | https://services.gehealthcare.vn/gehcstorefront/p/KN100104 | https://elzhen.com/products/b4cc5770-089d-4ec5-8388-cd7b8626fc19/6tc-rs-tee-kn100104 | https://www.probomedical.com/shop/ge-healthcare/ge-6tc-rs/ |  |  | Asha | 91.67 | 22 | 2
HCPB11_266 | GE Healthcare | KTZ134657 |  | Probe Holder | Probe Holder For Transvaginal Voluson E8 Ultrasound |  | Probeholder Transvaginal VE8 | 6 Months | [6 empty] | https://services.gehealthcare.com/medias/ktz134657-T1.jpg?context=bWFzdGVyfGltYWdlc3wxNTc4Nzd8aW1hZ2UvanBlZ3xhVzFoWjJWekwyaG1PQzlvWldJdk9EZzFORFUxT1RneE56YzFPQzVxY0djfDgyMjZkMWRiOWQxZjM3ZmY2ZmRmM2Q2ZmJjNmY0MWYxNTUxNDQyZDZiMGY4MzIzNDNhMzVmMGU0YzNmOTdlNTc | [16 empty] | Good dimensional stability | Enhanced durability and reliability | Advanced and efficient | Aesthetic in appearance | It is a ROHS compliant product | [8 empty] | Brand Name |  | Type |  | Size |  | Color |  | Material |  | Dimensions |  | For Use With | For Transvaginal Voluson E8 Ultrasound | [114 empty] | Probe Holder | Endo Probe Holder | Ultrasound Probe Holder | https://services.gehealthcare.com/gehcstorefront/p/KTZ134657 | https://www.probomedical.com/shop/ge-healthcare/ge-ktz134657-ultrasound-parts/ |  |  |  | Asha | 94.44 | 17 | 1
HCPB11_267 | GE Healthcare | KTZ220875 |  | Encoder | 64 Digital Potentiometer Encoder For Voluson E6 E8 Ultrasound |  | Digipot Encoder 64 VE8 | 6 Months | [6 empty] | https://services.gehealthcare.in/medias/?context=bWFzdGVyfGltYWdlc3wyODg4MHxpbWFnZS9qcGVnfGFXMWhaMlZ6TDJoak9TOW9NRGt2T0RneE5UQXdOek13TVRZMk1pNXFjR2N8ZDBmNjhjZmE3ZDA1ZDExMjY4ZjcyNjY3ODJkMWQ3YTgyOGI5MzIyNTE1YTQ0MmJiY2I0YzcxMThhNWQ3YWUxNg | https://services.gehealthcare.in/medias/?context=bWFzdGVyfGltYWdlc3wyNjU5MnxpbWFnZS9qcGVnfGFXMWhaMlZ6TDJobU9DOW9NVFF2T0RneE5UQXdPRGswTURBMk1pNXFjR2N8ODAxYzc3ZDIyNzE4MGEzMTk4OTZjMTY4M2RiMjYyODc1ODkzYTRhOTczMWNmMGJiMmMzNzhiMjNkNDc5NDdiNg | [15 empty] | Does not contain any dirt, dust, visible oils, lint, fibers, rust, chips and other contaminants | Accurate, sensitive and advanced | Static shielding packaging provided to ensure safety for Electrostatic-Sensitive Devices (ESD) | Three status leads | [9 empty] | Brand Name |  | Type | Digital Potentiometer | Size |  | Color |  | Material |  | Dimensions |  | For Use With | For Voluson E6 E8 Ultrasound | Programmable Resistance Level | 64 | [112 empty] | Digipot Encoder | Digital Potentiometer Encoder | Ultrasound Digipot Encoder | https://services.gehealthcare.in/gehcstorefront/p/KTZ220875 | https://www.probomedical.com/shop/ge-healthcare/ge-ktz220875-ultrasound-parts/ |  |  |  | Asha | 95 | 19 | 1
HCPB11_268 | GE Healthcare | KTZ280156 |  | Power Supply | 20VAC/VDC Power Supply For Voluson e Ultrasound With Inverse Polarity Protection |  | SUPPLY AC-DC 20V with inverse-polarity protection | 6 Months | [6 empty] | https://services.gehealthcare.com/medias/KTZ280156-P1.jpg?context=bWFzdGVyfGltYWdlc3wzNDQ0ODZ8aW1hZ2UvanBlZ3xhVzFoWjJWekwyZ3daaTlvTWpNdk9EZzROVFE1TkRBNE56Y3hNQzVxY0djfGMzZGQyZTU5MzZhMTJjM2U0YmU2M2Y0MGEzZjkyZTE4MzM2MDA4NWExYmQzMjVlNzk1M2IzYjZiNTdmYThkZTA | [16 empty] | Efficient functioning | Enhanced durability and reliability | Have an insulating outer sheath or jacket | Easy to use | Carries high frequency electrical signals with low losses | ROHS compliant | [7 empty] | Brand Name |  | Type |  | Size |  | Color |  | Material |  | Dimensions |  | For Use With | For Voluson e Ultrasound | Comes With | With Inverse Polarity Protection | Voltage | 20VAC/VDC | [110 empty] | Power Supply | Ultrasound Power Supply |  | https://services.gehealthcare.com/gehcstorefront/p/KTZ280156 | https://www.probomedical.com/shop/ge/ge-ktz280156-ultrasound-parts/ |  |  |  | Asha | 95 | 19 | 1
HCPB11_269 | GE Healthcare | KTZ280183 |  | Top Cover | Top Cover For Voluson E8 Ultrasound With Touchscreen |  | Top Cover With Touchscreen VE6,VE8 | 6 Months | [6 empty] | https://services.gehealthcare.in/medias/?context=bWFzdGVyfGltYWdlc3wzMzgwNXxpbWFnZS9qcGVnfGFXMWhaMlZ6TDJnMU9TOW9NbVV2T0RneE5UQXdORFl4TkRZNE5pNXFjR2N8ZmEzYTY4NjA5YTQ3NjQ1MDhhZGQxMDVmNWY4NTNkOTFkMjYxYTlhNWQzN2ZlZjVkNmJlYzA1YjA5YWNlNWMzMw | [29 empty] | Brand Name |  | Type |  | Size |  | Color |  | Material |  | Dimensions |  | For Use With | For Voluson E8 Ultrasound | Comes With | With Touchscreen | [112 empty] | Top Cover | Ultrasound Top Cover |  | https://services.gehealthcare.in/gehcstorefront/p/KTZ280183 | https://www.probomedical.com/shop/ge/ge-ktz280183-ultrasound-parts/ |  |  |  | Asha | 92.31 | 12 | 1
HCPB11_27 | Carestream Health, Inc | SP2G0985 |  | Assembly-Filter Kit | Assembly-Filter Kit For Printer | [39 empty] | Brand Name |  | Type |  | Size |  | Color |  | Material |  | Dimensions |  | For Use With | For Printer | [114 empty] | Assembly-Filter Kit | Printer Assembly-Filter Kit |  |  | https://www.carestream.com/tr/tr/-/media/publicsite/countries/turkey/pdf/yedek-parca-fiyat-listesi-2014.pdf | https://www.medicaloutfittersparts.com/shop/sp2g0985-sp2g0985aa-1-carestream-printer-kit-pn-sp2g0985-sp2g0985aa-1-25125 |  |  | Lakshmi_1 | 88.89 | 8 | 1
HCPB11_270 | GE Healthcare | KTZ302178 |  | Single Board Computer Kit | Single Board Computer Kit For Voluson E6 Ultrasound |  | SBC KIT VE6,VE8-BT12 | 6 Months | [6 empty] | https://services.gehealthcare.in/medias/KTZ302178.jpg?context=bWFzdGVyfGltYWdlc3wxMTU3NDF8aW1hZ2UvanBlZ3xhVzFoWjJWekwyZ3lNQzlvTmpVdk9EZ3pNRFF5TVRnMk1ETTRNaTVxY0djfDAzODEyYjAyZjY1ZGY2NDRiOGNkYWEzODAzNWJhNWUzZGQxZTI4ODdlMjZkOWVkNTRkZGNlMTZkNmRlMGE5MGQ | [29 empty] | Brand Name |  | Type |  | Size |  | Color |  | Material |  | Dimensions |  | For Use With | For Voluson E6 Ultrasound | [114 empty] | Single Board Computer Kit | SBC Kit |  | https://services.gehealthcare.in/gehcstorefront/p/KTZ302178 | https://www.probomedical.com/shop/ge/ge-ktz302178-ultrasound-parts/ |  |  |  | Asha | 91.67 | 11 | 1
HCPB11_271 | GE Healthcare | KTZ303054 | RSX20 | Extension Board | RSX20 Extension Board For RFM SCW |  | RSX20 Extension Board For RFM SCW | 6 Months | [23 empty] | Good dimensional stability | Packaging adheres to global specifications and is free of any physical damage | Long lasting, scratch resistant labelling provided | Enhanced reliability and reliability | Advanced and sensitive | [8 empty] | Brand Name |  | Type |  | Size |  | Color |  | Material |  | Dimensions |  | For Use With | For RFM SCW | [114 empty] | Extension Board | Ultrasound Extension Board |  | https://services.gehealthcare.com/gehcstorefront/p/KTZ303054 | https://www.probomedical.com/shop/ge-healthcare/ge-ktz303054-ultrasound-parts/ |  |  |  | Asha | 94.12 | 16 | 1
HCPB11_272 | GE Healthcare | KTZ303389 |  | Display Module Assembly | Display Module Assembly For Voluson i GPD7 Module |  | Modul GPD7 Display Module Assembly | 6 Months | [36 empty] | Brand Name |  | Type |  | Size |  | Color |  | Material |  | Dimensions |  | For Use With | For Voluson i GPD7 Module | [114 empty] | Display Module Assembly | GPD7 Display Module Assembly |  | https://services.gehealthcare.com/gehcstorefront/p/KTZ303389 | https://www.probomedical.com/shop/ge/ge-ktz303389-ultrasound-parts/ |  |  |  | Asha | 90.91 | 10 | 1
HCPB11_273 | GE Healthcare | KTZ304082 |  | Control Board | Control Board For Voluson e RTF441-EC320 Probe |  | RTF441-EC320 Probe Control Board | [7 empty] | https://services.gehealthcare.in/medias/KTZ304082-R-P1.jpg?context=bWFzdGVyfGltYWdlc3w0MTY3NDd8aW1hZ2UvanBlZ3xhVzFoWjJWekwyZ3laQzlvT1Rndk9EZzROVFE1TkRNNE1qWXlNaTVxY0djfDc2ZDg0M2U2NTMwYjQ4ZTY4NWJlY2IwYjdkZGUwMzA1NWI1NjQzNTI5Yzc2YTU5MWNhM2FkMzA0MGQ0NWNmOTU | https://services.gehealthcare.in/medias/KTZ304082-R-P2.jpg?context=bWFzdGVyfGltYWdlc3w0NjA3ODl8aW1hZ2UvanBlZ3xhVzFoWjJWekwyZzBNeTlvT1Rjdk9EZzROVFV4T1RJeU1EYzJOaTVxY0djfDU5NDZhNTU3NjJkOTI0MTVkOTdjYjc4ZWZkZWY4NTE4NmViYWE5MTg5ZDgzZjk1ZWJiNWQ0YWE5NWNmM2RiNzY | https://services.gehealthcare.in/medias/KTZ304082-R-T1.jpg?context=bWFzdGVyfGltYWdlc3w0NzI2MzV8aW1hZ2UvanBlZ3xhVzFoWjJWekwyZ3daaTlvWVdVdk9EZzROVFUwTXpRMk9UQTROaTVxY0djfDE5ZTA2MDkwOTU2MjI1NjJjZTNmYTE3NDQ0Y2MxMDBkOTFmM2RmYjBjMjM3MjVkMTQ3MWUwMWYwNjEzNmMyYTI | [27 empty] | Brand Name |  | Type |  | Size |  | Color |  | Material |  | Dimensions |  | For Use With | For Voluson e RTF441-EC320 Probe | [114 empty] | Control Board | RTF441-EC320 Probe Control Board |  | https://services.gehealthcare.in/gehcstorefront/p/KTZ304082 |  |  |  |  | Asha | 91.67 | 11 | 1
HCPB11_274 | GE Healthcare | KTZ304230 |  | Console Main Board | RTU110 USB Hub II Console Main Board For Voluson E8 Ultrasound |  | Console Main Board RTU110 USB Hub II | [37 empty] | Brand Name |  | Type | RTU110 USB Hub II | Size |  | Color |  | Material |  | Dimensions |  | For Use With | For Voluson E8 Ultrasound | [114 empty] | Console Main Board | Ultrasound Console Main Board |  | https://services.gehealthcare.com/gehcstorefront/p/KTZ304230 |  |  |  |  | Asha | 90 | 9 | 1
HCPB11_275 | GE Healthcare | S2418295 |  | RF Interface Module Board | AM RF Interface Module Board For Vivid I/S5/S6 ECHOPAC Ultrasound |  | Radio Frequency Interface Board (RFI) Board AM for Vivid I/S5/S6 | 6 Months | [6 empty] | https://my.services.gehealthcare.com/medias/?context=bWFzdGVyfGltYWdlc3wzNDUxNnxpbWFnZS9qcGVnfGFXMWhaMlZ6TDJnd1pTOW9NalV2T0RneE5UQXdOVEV3TmpJd05pNXFjR2N8MzRkMzZmYzc5ZjVmODNlNjQzMDZjMDljMzRjNGZmOGVkYTk2MDE3NTE3MWUyMzAyYjZiOTQ2NGI2ZWNiYjQ0YQ | https://my.services.gehealthcare.com/medias/?context=bWFzdGVyfGltYWdlc3wzNDEzNXxpbWFnZS9qcGVnfGFXMWhaMlZ6TDJnNVlpOW9aakF2T0RneE5UQXhNekEyT0Rnek1DNXFjR2N8NTNiMmY0ZDczZGE3NTY4MzdjNjYzZDJhOTQ0MDM4ZjI2YjhiMWNiYmIwYTM2ODkwYmJkNTNhODdkZTg4YzhlYg | [28 empty] | Brand Name |  | Type | AM | Size |  | Color |  | Material |  | Dimensions |  | For Use With | For Vivid I/S5/S6 ECHOPAC Ultrasound | [114 empty] | RF Interface Module Board | AM RF Interface Module Board |  | https://my.services.gehealthcare.com/gehcstorefront/p/S2418295 | https://www.probomedical.com/shop/ge-healthcare/ge-s2418295-ultrasound-parts/ |  |  |  | Asha | 92.86 | 13 | 1
HCPB11_276 | GE Healthcare | S9554921 |  | Trackball | Laser Trackball For Voluson Signature Series BT16 Or Later With Cable |  | Laser trackball with cable for Voluson signature series BT16 or later | [37 empty] | Brand Name |  | Type | Laser | Size |  | Color |  | Material |  | Dimensions |  | For Use With | For Voluson Signature Series BT16 Or Later | Comes With | With Cable | [112 empty] | Trackball | Laser Trackball |  | https://services.gehealthcare.vn/gehcstorefront/p/S9554921 |  |  |  |  | Asha | 81.82 | 9 | 2
HCPB11_277 | GE Healthcare | S9554922 |  | Trackball | Laser Trackball For LOGIQ S7 R1/R2 And Voluson Signauture Series Initial To BT15 With Cable |  | Laser trackball with cable for LOGIQ S7 R1/R2 and Voluson Signauture series initial to BT15 | [37 empty] | Brand Name |  | Type | Laser | Size |  | Color |  | Material |  | Dimensions |  | For Use With | For LOGIQ S7 R1/R2 And Voluson Signauture Series Initial To BT15 | Comes With | With Cable | [112 empty] | Trackball | Laser Trackball |  | https://services.gehealthcare.com/gehcstorefront/p/S9554922 |  |  |  |  | Asha | 90.91 | 10 | 1
HCPB11_278 | GE Healthcare | SAT-A10634-11 |  | Handle Kit | Handle Kit For Proteus XRf X-Ray |  | Handle Kit- Proteus XRf SAT-A10634-11 | [37 empty] | Brand Name |  | Type |  | Size |  | Color |  | Material |  | Dimensions |  | For Use With | For Proteus XRf X-Ray | [114 empty] | Handle Kit |  |  | https://services.gehealthcare.com/gehcstorefront/p/SAT-A10634-11 |  |  |  |  | Asha | 55.56 | 5 | 4
HCPB11_279 | GE Healthcare | SFTF12A5S | [42 empty] | Brand Name |  | Type |  | Size |  | Color |  | Material |  | Dimensions |  | For Use With | [119 empty] | https://www.beesmed.com/medical-sys-info-cardio-sftf12a5s-cuff-blood-pressure-forearm-2tube-purple-36cm-dinaclick-p-227611.html?srsltid=AfmBOoo4Ve7USVhA2GgkTPXp3BgXjY5U36EQNLd7vHqbYX6ffyNfEXhE |  |  |  | Asha | 25 | 3 | 9
HCPB11_28 | Carestream Health, Inc | SP2G9242 |  | Battery | 2.8V Lithium Battery | [39 empty] | Brand Name |  | Type |  | Size |  | Color |  | Material | Lithium | Dimensions |  | For Use With |  | Voltage Rating | 2.8V | [112 empty] | Battery | Lithium Battery |  |  | https://integritymedicalservice.com/carestream-parts/carestream-evolution-parts/SP2G9242/ |  |  |  | Lakshmi_1 | 70 | 7 | 3
HCPB11_280 | GE Healthcare | T0552G |  | Electrical Insulating Oil | 1Gal Electrical Insulating Oil For AMX4/AMX4+ X-Ray |  | The Oil is a specifically treated electrical insulating oil. This oil is used in CT BrightSpeed Edge Select 8 – Slice, XR Discovery XR656, Unassigned MV, XR Revolution XR/d, PET Discovery 610, XF Precision 500D, CT LightSpeed 7.X VCT 64-Slice and many other products. The oil has a negative gassing property which means it absorbs hydrogen gas. The oil is manufactured from hydrotreated naphthenic base oils which assures high electrical resistance. It is processed with an oxidation inhibitor which ensures excellent oxidative stability. The oil meets all the standards of a type II electrical insulating oil. The oil is packaged in a tin coated steel can. The can is cleaned and is free from debris before the oil transferred into the can. The tin plating helps to improve corrosive resistance properties of the can. The can is free from burrs or sharp edges making it safer to handle. | [7 empty] | https://services.gehealthcare.in/medias/T0552G-P1.jpg?context=bWFzdGVyfGltYWdlc3wzNTA0OTJ8aW1hZ2UvanBlZ3xhVzFoWjJWekwyZ3hOeTlvTnprdk9EZzROVFE1TnpjMU56Y3lOaTVxY0djfDNiYjlhYzliOWNkOTg5YmU2NGQxOTk0NGViZmNlMGVmOWE4NDFiMjJkNGQwMjIzYzk4ODllODZhZWMzMmIzODY | https://services.gehealthcare.in/medias/T0552G-P2.jpg?context=bWFzdGVyfGltYWdlc3w0MDMwNzV8aW1hZ2UvanBlZ3xhVzFoWjJWekwyZzVNaTlvWW1Rdk9EZzROVFV5TWpVMk16RXdNaTVxY0djfGMwNmIzOWQ5NTIxMTE0Mjk2NzVhZmRhOWI4ZjY0MGU5YTcyMzg1NWVkYzU0MWQwY2I4MDE5MWM3M2M0M2M4ZDQ | https://services.gehealthcare.in/medias/T0552G-T1.jpg?context=bWFzdGVyfGltYWdlc3wzMDcyMzh8aW1hZ2UvanBlZ3xhVzFoWjJWekwyZzVPQzlvTWpVdk9EZzROVFUwTmpnME5ERTVNQzVxY0djfDUyYzg5NjRmYTY5M2M4MTcyMjNkODI0N2NlNGU2YjhjYmNlZjVkNGRhMjljNTM2OGUwNzFkYzNmYTM0MWY2MWY | [14 empty] | High dielectric breakdown voltage | Negative gassing | Good chemical stability | High corrosion resistance | [9 empty] | Brand Name |  | Type |  | Size |  | Color |  | Material |  | Dimensions |  | For Use With | For AMX4/AMX4+ X-Ray | Capacity | 1Gal | [112 empty] | Electrical Insulating Oil |  |  | https://services.gehealthcare.in/gehcstorefront/p/T0552G | https://www.cna-medical.com/GE-Healthcare-T0552G-XFMR-OIL-p/t0552g.htm |  |  |  | Asha | 88.24 | 15 | 2
HCPB11_281 | Getinge Group | 113190AE |  | Control | 5VDC 2A Synthetic Polymer Cable Connected Hand Control | [26 empty] | Built-in Overload Protection | User-Friendly Grip Ergonomic | [11 empty] | Brand Name |  | Type | Cable Connected Hand | Size |  | Color |  | Material | High-Durability Synthetic Polymer | Dimensions |  | For Use With |  | Voltage Rating | 5VDC | Current Rating | 2A | Interface | Multi-Pin Connector | Operation Modes | Multiple Configurable | Approval | CE, FDA | Application | Surgical Tables, Patient Transport Trolleys, Hospital Beds, Diagnostic Imaging Equipment, Mobile Operating Tables, Intensive Care Units (ICU) Equipment | [102 empty] | Control | Cable Connected Hand Control |  |  | https://partsformed.com/en/catalog/parts-for-others-medical-equipment/getinge-group-113190ae-cable-connected-hand-control-eu-us/ |  |  |  | Deepika | 100 | 17 | 0
HCPB11_282 | Getinge Group | 113358FC |  | Plate | Coded Leg Plate |  | Leg plate designed for use in hospitals and other medical settings. It features essential performance characteristics, is latex-free, and can be used with a variety of accessories. The leg plate is easy to mount and remove, and the pads can be easily removed or attached. It is compatible with various cleaning agents and disinfectants, making it easy to maintain. With its focus on safety and functionality, the Getinge 113358FC leg plate is a valuable asset for medical professionals | [7 empty] | https://s1.manualzz.com/store/data/069925426_1-ccb05b7a7e8e463f8636063d21052c45.png | [29 empty] | Brand Name |  | Type | Coded Leg | Size |  | Color |  | Material |  | Dimensions |  | For Use With |  | Application | Hospitals and Other Medical Settings | [111 empty] | 1/Pack | Plate | Leg Plate | 1-Piece Coded Leg Plate |  | https://manualzz.com/doc/69925426/getinge-113358fc-leg-plate-one-piece-coded-usa-gs-betjeni... |  |  |  | Deepika | 84.62 | 11 | 2
HCPB11_283 | Getinge Group | 118090A0 |  | Control | Cable Connected Hand Control |  | Getinge 118090A0 is a corded control device designed to provide convenient and efficient patient positioning during surgical procedures. With its intuitive button layout and clear visual indicators, it allows healthcare professionals to easily adjust the patient's position, ensuring optimal access and comfort throughout the surgery |  |  |  | 0.4Kg |  |  |  | https://s1.manualzz.com/store/data/069929964_1-279ee425c4c472e3be7282f19f2b4b12.png | [9 empty] | https://s1p.manualzz.com/store/data/069929964.pdf?key=f8a4d3c983e1968baa7570485c2f8ae3&r=1&fn=69929964.pdf&t=1747974749461&p=86400 | [19 empty] | Brand Name |  | Type | Cable Connected Hand | Size |  | Color |  | Material |  | Dimensions |  | For Use With |  | Operation Temperature Rating | 10 to 40 Deg C | Operation Relative Humidity | 30 to 75% | Protection Against Ingress of Liquids | IPX4 | Risk of Explosion | Class AP | [106 empty] | Control | Cable Connected Hand Control |  |  | https://manualzz.com/doc/69929964/getinge-118090a0-cable-connected-hand-control-instruction... |  |  |  | Deepika | 100 | 16 | 0
HCPB11_284 | Getinge Group | 14040025 |  | Gasket | Gasket For 1400 LXP Door | [19 empty] | https://content.ilabsolutions.com/wp-content/uploads/2017/01/Lancer-1400LX-Glass-Washer.pdf | https://www.wolflabs.co.uk/document/Lancer_Glass-Washer_1400LX_manual.pdf | [18 empty] | Brand Name |  | Type |  | Size |  | Color |  | Material |  | Dimensions |  | For Use With | For 1400 LXP Door | [114 empty] | Gasket | Door Gasket |  |  | https://content.ilabsolutions.com/wp-content/uploads/2017/01/Lancer-1400LX-Glass-Washer.pdf |  |  |  | Deepika | 100 | 10 | 0
HCPB11_285 | Getinge Group | 14050003 |  | Seal | Seal For 560 x 560 Door | [19 empty] | https://s05d902d45d5dfa01.jimcontent.com/download/version/1688460848/module/13981260827/name/Getinge_ULTIMA_manual.pdf | [19 empty] | Brand Name |  | Type |  | Size |  | Color |  | Material |  | Dimensions | 560 x 560mm | For Use With | For Door | [114 empty] | Seal | Door Seal |  |  | https://s05d902d45d5dfa01.jimcontent.com/download/version/1688460848/module/13981260827/name/Getinge_ULTIMA_manual.pdf |  |  |  | Deepika | 100 | 10 | 0
HCPB11_286 | Getinge Group | 143390A0 |  | Control | Corded Hand Control For Mobile Operating Table | [19 empty] | https://www.getinge.com/dam/hospital/documents/english/yuno-ii-brochure--accessories-catalogue-anz-en-anz.pdf | [19 empty] | Brand Name |  | Type | Corded Hand | Size |  | Color |  | Material |  | Dimensions |  | For Use With | For Maquet Yuno II Mobile Operating Table | [114 empty] | Control | Corded Hand Control | Mobile Operating Table Hand Control |  | https://www.getinge.com/dam/hospital/documents/english/yuno-ii-brochure--accessories-catalogue-anz-en-anz.pdf |  |  |  | Deepika | 100 | 11 | 0
HCPB11_287 | Getinge Group | 15308C |  | Filter | DPTE Hydrophobic Filter | [39 empty] | Brand Name |  | Type | DPTE | Size |  | Color |  | Material |  | Dimensions |  | For Use With | [115 empty] | Filter | Hydrophobic Filter | DPTE Hydrophobic Filter |  | https://www.fishersci.com/shop/products/NC1670138/NC1670138 | https://www.unitecd.com/e-catalog/request-information/?lingua=GB&x_artnr=227603&hcode=10495 |  |  | Deepika | 100 | 10 | 0
HCPB11_288 | Getinge Group | 17020033 |  | Filter | Sterile HEPA H13 Filter | [9 empty] | https://www.washersolutions.com/wp-content/uploads/2024/06/9346.jpg | [9 empty] | https://content.ilabsolutions.com/wp-content/uploads/2017/01/Lancer-1400LX-Glass-Washer.pdf | [19 empty] | Brand Name |  | Type | Sterile HEPA H13 | Size |  | Color |  | Material |  | Dimensions |  | For Use With | [115 empty] | Filter | Sterile HEPA H13 Filter |  |  | https://www.washersolutions.com/product/getinge-17020033-hepa-filter-9346/ | https://content.ilabsolutions.com/wp-content/uploads/2017/01/Lancer-1400LX-Glass-Washer.pdf | https://www.wolflabs.co.uk/document/Lancer_Glass-Washer_820LX-910LX-1300LX_manual.pdf | https://www.washersolutions.com/product/getinge-17020033-hepa-filter-9346/ | Deepika | 100 | 13 | 0
HCPB11_289 | Getinge Group | 2008673 |  | Cable | Spiral Cable With Plugs | [19 empty] | x | [19 empty] | Brand Name |  | Type | Spiral | Size |  | Color |  | Material |  | Dimensions |  | For Use With |  | With | With Plugs | [112 empty] | Cable | Spiral Cable | [6 empty] | Ranjitha | 100 | 9 | 0
HCPB11_29 | Carestream Health, Inc | SP8G2614 |  | PM Kit | Classic Elit PM Kit For CR | [39 empty] | Brand Name |  | Type | Classic Elit | Size |  | Color |  | Material |  | Dimensions |  | For Use With | For CR | [114 empty] | PM Kit | Classic Elit PM Kit |  |  | https://www.carestream.com/tr/tr/-/media/publicsite/countries/turkey/pdf/yedek-parca-fiyat-listesi-2014.pdf | https://www.medicaloutfittersparts.com/shop/sp8g2614-carestream-classic-elite-pm-kit-pn-sp8g2614-25470 |  |  | Lakshmi_1 | 70 | 7 | 3
HCPB11_290 | Getinge Group | 2270244 |  | Battery Pack | 10.8V 700mAh Battery Pack | [19 empty] | x | [19 empty] | Brand Name |  | Type |  | Size |  | Color |  | Material |  | Dimensions |  | For Use With |  | Voltage | 10.8V | Capacity | 700mAh | [110 empty] | Battery Pack | [7 empty] | Ranjitha | 100 | 8 | 0
HCPB11_291 | Getinge Group | 2310793 |  | Potentiometer | Complete Potentiometer | [19 empty] | x | [19 empty] | Brand Name |  | Type | Complete | Size |  | Color |  | Material |  | Dimensions |  | For Use With | [115 empty] | Potentiometer | Complete Potentiometer |  |  | https://www.volza.com/hs-codes/search/complete-part/turkey/ |  |  |  | Ranjitha | 100 | 9 | 0
HCPB11_292 | Getinge Group | 28010001 |  | Sensor | Micro Level Sensor | [39 empty] | Brand Name |  | Type | Micro, Level | Size |  | Color |  | Material |  | Dimensions |  | For Use With | [115 empty] | Sensor | Micro Level Sensor |  |  | https://www.scribd.com/document/580911341/Bilaga-3-Reservdelsprislista |  |  |  | Deepika | 100 | 8 | 0
HCPB11_293 | Getinge Group | 28020073 |  | Switch | 75-165/50-80 PSI Pressure Switch | [39 empty] | Brand Name |  | Type | Pressure | Size |  | Color |  | Material |  | Dimensions |  | For Use With |  | Pressure Rating | 75 to 165 PSI, 50 to 80 PSI | [112 empty] | Switch | Pressure Switch |  |  | https://www.scribd.com/document/580911341/Bilaga-3-Reservdelsprislista |  |  |  | Deepika | 100 | 9 | 0
HCPB11_294 | Getinge Group | 31007614 |  | Belt | Fixation Belt | [19 empty] | https://asugi.sanita.fvg.it/export/sites/aas1/it/bandi-gara/_allegati/asugi/2021_det_375.pdf | [19 empty] | Brand Name |  | Type | Fixation | Size |  | Color |  | Material |  | Dimensions |  | For Use With | [115 empty] | Belt | Fixation Belt |  |  | https://asugi.sanita.fvg.it/export/sites/aas1/it/bandi-gara/_allegati/asugi/2021_det_375.pdf |  |  |  | Deepika | 100 | 9 | 0
HCPB11_295 | Getinge Group | 31151774 |  | Grease | RENOLIT G-SAG 000 Special Grease For Shock Absorbers and Vibration Dampers |  | RENOLIT G-SAG 000 is a semi-liquid shock absorber grease that does not contain silicon compounds. Thanks to the use of a special synthetic base oil with a carefully selected package additive RENOLIT G-SAG 000 has high resistance to shock absorber fluids on mineral based. | [17 empty] | http://uniks42.ru/upload/products/6120/RENOLIT_G-SAG_000_ru.pdf | [6 empty] | Excellent compatibility with elastomers, especially Viton (fluorocarbon rubber) and Perbuanan (nitrile rubber) at 75 deg C, 120 deg C and in some cases at 200 deg C | Resistance to aging | Corrosion protection | Good anti-wear properties | Provides extremely low torque friction | [8 empty] | Brand Name | RENOLIT G-SAG 000 | Type | Special | Size |  | Color |  | Material |  | Dimensions |  | For Use With | For Shock Absorbers and Vibration Dampers | [114 empty] | RENOLIT G-SAG 000 | Special Grease | Shock Absorber Grease |  | http://uniks42.ru/upload/products/6120/RENOLIT_G-SAG_000_ru.pdf |  |  |  | Gagana | 100 | 18 | 0
HCPB11_296 | Getinge Group | 31155761 |  | Cover Of Column | Middle Cover Of Column | [19 empty] | x | [19 empty] | Brand Name |  | Type | Middle | Size |  | Color |  | Material |  | Dimensions |  | For Use With | [115 empty] | Cover Of Column | Middle Cover Of Column | [6 empty] | Ranjitha | 100 | 8 | 0
HCPB11_297 | Getinge Group | 31155771 |  | Cover Of Column | Upper Cover Of Column | [19 empty] | x | [19 empty] | Brand Name |  | Type | Upper | Size |  | Color |  | Material |  | Dimensions |  | For Use With | [115 empty] | Cover Of Column | Upper Cover Of Column | [6 empty] | Ranjitha | 100 | 8 | 0
HCPB11_298 | Getinge Group | 31155781 |  | Cover Of Column | Top Cover Of Column | [19 empty] | x | [19 empty] | Brand Name |  | Type | Top | Size |  | Color |  | Material |  | Dimensions |  | For Use With | [115 empty] | Cover Of Column | Top Cover Of Column | [6 empty] | Ranjitha | 100 | 8 | 0
HCPB11_299 | Getinge Group | 460029004 |  | Seal | 1830mm L High-Quality Rubber Seal For Door |  | Door Seal is an essential component for maintaining the integrity and efficiency of various medical devices. Produced by the renowned Getinge Group, this door seal ensures optimal performance and reliability. Below, you will find detailed technical characteristics and its applications in the medical field | [37 empty] | Brand Name |  | Type |  | Size |  | Color |  | Material | High-Quality Rubber | Dimensions |  | For Use With |  | Length | 1830mm | Temperature Resistance | High | Pressure Resistance | High | Durability | Long-lasting and Reliable | Application | Steam Sterilizers, Washer-Disinfectors, Autoclaves, Endoscope Reprocessors, Other Getinge Medical Equipment | [104 empty] | Seal | Door Seal |  |  | https://partsformed.com/en/catalog/sterilizer-autoclave-parts/getinge-group-460029004-door-seal/ | https://www.washersolutions.com/product/getinge-460029004-door-gasket-7651/ |  |  | Deepika | 100 | 15 | 0
HCPB11_3 | Carestream Health, Inc | 46-270800G5C |  | Handswitch | Handswitch with RJ45 Integrated Cable | [9 empty] | https://i0.wp.com/radiologyonesource.com/wp-content/uploads/2023/01/46-270800g5c-new-1-scaled.jpg?resize=768%2C615&ssl=1 | https://i0.wp.com/radiologyonesource.com/wp-content/uploads/2023/01/46-270800g5c-new-2-scaled.jpg?resize=768%2C1024&ssl=1 | [28 empty] | Brand Name |  | Type |  | Size |  | Color |  | Material |  | Dimensions |  | For Use With |  | Includes | Pre-Exposure and Light Spring, RJ45 Integrated Cable | [112 empty] | Handswitch | Handswitch with Cable |  |  | https://radiologyonesource.com/shop/replacement-parts-and-components/hand-switch/new-ge-handswitch-with-pre-exposure-and-light-spring-integrated-cable-rj45/?srsltid=AfmBOorG97pp2UlOpH33EeB53vejbTYnuJCt09w6Gv_8CL8n_4jekhM1 | https://www.medicaloutfittersparts.com/shop/sp9g9498-46-270800g5c-carestream-amx-style-prep-expose-switch-assy-include-cable-pn-sp9g9498-46-270800g5c-25112?page=3&category=29 |  |  | Lakshmi_1 | 90.91 | 10 | 1
HCPB11_30 | Carestream Health, Inc | SP8H5022 |  | ASY Cord Reel | ASY Cord Reel For DRX-Revolution | [9 empty] | https://i.ebayimg.com/images/g/kcAAAOSwioJmdZZM/s-l1600.webp | [29 empty] | Brand Name |  | Type |  | Size |  | Color |  | Material |  | Dimensions |  | For Use With | For DRX-Revolution, GE AMX4 X-ray Machine | [114 empty] | ASY Cord Reel | DRX-Revolution ASY Cord Reel |  |  | https://www.medwrench.com/thread/115494/power-cord | https://www.ebay.com/itm/135114349526 |  |  | Lakshmi_1 | 70 | 7 | 3
HCPB11_300 | Getinge Group | 460111592 |  | Kit | 3/4in High-Grade Medical Silicone Gasket Kit |  | Gasket Kit Produced by the renowned Getinge Group, is a high-quality, essential component designed for various medical devices to ensure optimal performance and reliability. Below, you will find detailed technical characteristics and the list of medical devices where this Gasket Kit is utilized | [37 empty] | Brand Name |  | Type | Gasket | Size | 3/4in | Color |  | Material | High-Grade Medical Silicone | Dimensions |  | For Use With |  | Temperature Resistance | -40 to 200 Deg C | Pressure Resistance | Up to 10 Bar | Standard | ISO 13485, FDA 21 CFR 177.2600 | Shelf Life | 5-Year | Application | Getinge Sterilizer, Getinge Washer-Disinfector, Getinge Autoclaves, Getinge Endoscope Reprocessor | [104 empty] | Kit | Gasket Kit |  |  | https://partsformed.com/en/catalog/sterilizer-autoclave-parts/getinge-460111592-gasket-kit/ | https://www.washersolutions.com/product/getinge-460111592-gasket-kit-75-10182/ |  |  | Deepika | 82.35 | 14 | 3
HCPB11_301 | Getinge Group | 463096301 |  | Seal | 3155mm L Seal for Door | [9 empty] | https://www.washersolutions.com/wp-content/uploads/2024/06/1592-Custom-3.png | [9 empty] | https://api.troostwijkauctions.com/salefile/download/34428/6751601/160050?language=uk | [19 empty] | Brand Name |  | Type |  | Size |  | Color |  | Material |  | Dimensions |  | For Use With | For Door | Length | 3155mm | Chamber Size | 660 x 9mm | [110 empty] | Seal | Door Seal |  |  | https://api.troostwijkauctions.com/salefile/download/34428/6751601/160050?language=uk | https://www.washersolutions.com/product/getinge-463096301-door-gasket-26-x-36-3244/ |  |  | Deepika | 92.31 | 12 | 1
HCPB11_302 | Getinge Group | 469191411 |  | Seal | 4750mm L Seal For GE900 Door | [9 empty] | https://www.washersolutions.com/wp-content/uploads/2024/06/3841.jpg | [29 empty] | Brand Name |  | Type |  | Size |  | Color |  | Material |  | Dimensions |  | For Use With | For GE900 Door | Length | 1450mm | [112 empty] | Seal | Door Seal |  |  | https://www.washersolutions.com/product/getinge-469191411-door-gasket-3841/ |  |  |  | Deepika | 100 | 10 | 0
HCPB11_303 | Getinge Group | 469517302 |  | Switch | Pressure Switch for 207 CEQ-1, -1 | [9 empty] | https://www.washersolutions.com/wp-content/uploads/2024/06/11492.jpg | [29 empty] | Brand Name |  | Type | Pressure | Size |  | Color |  | Material |  | Dimensions |  | For Use With | For 207 CEQ-1, -1 | [114 empty] | Switch | Pressure Switch |  |  | https://www.52wmb.com/supplier/50615909 | https://www.washersolutions.com/product/getinge-469517302-pressure-switch-11492/ |  |  | Deepika | 100 | 11 | 0
HCPB11_304 | Getinge Group | 469569601 |  | Pressure Switch | 1381V Pressure Switch | [9 empty] | https://www.washersolutions.com/product/getinge-469569601-pressure-switch-9084/ | [9 empty] | x | [19 empty] | Brand Name |  | Type |  | Size |  | Color |  | Material |  | Dimensions |  | For Use With |  | Voltage | 1381V | [112 empty] | Pressure Switch | [7 empty] | Ranjitha | 88.89 | 8 | 1
HCPB11_305 | Getinge Group | 469569603 |  | Pressure Switch | 1381V 5psi Pressure Switch | [9 empty] | https://www.washersolutions.com/wp-content/uploads/2024/06/4442.png | [9 empty] | x | [19 empty] | Brand Name |  | Type |  | Size |  | Color |  | Material |  | Dimensions |  | For Use With |  | Voltage | 1381V | Pressure Rating | 5psi | [110 empty] | Pressure Switch |  |  |  | https://www.washersolutions.com/product/getinge-469569603-air-control-pressostat-pressure-switch-4442/ |  |  |  | Ranjitha | 100 | 10 | 0
HCPB11_306 | Getinge Group | 470802104 |  | Probe | 3 x 120mm Temperature Probe | [9 empty] | https://www.washersolutions.com/wp-content/uploads/2024/06/7289.jpg | [29 empty] | Brand Name |  | Type | Temperature | Size |  | Color |  | Material |  | Dimensions |  | For Use With |  | Diameter | 3mm | Length | 120mm | [110 empty] | Probe | Temperature Probe |  |  | https://www.scribd.com/document/580911341/Bilaga-3-Reservdelsprislista | https://www.washersolutions.com/product/getinge-470802104-temperature-probe-7289/ |  |  | Deepika | 100 | 12 | 0
HCPB11_307 | Getinge Group | 477331301 |  | Chamber | Chamber For 86/88 Series Gasket | [9 empty] | https://www.washersolutions.com/wp-content/uploads/2024/06/9549.jpg | [29 empty] | Brand Name |  | Type |  | Size |  | Color |  | Material |  | Dimensions |  | For Use With | For 86/88 Series Gasket | [114 empty] | Chamber | Gasket Chamber |  |  | https://shop.steris.com/en/us/parts/477331301-gasket-chamber-764337789g | https://www.washersolutions.com/product/getinge-477331300-door-gasket-sub-to-477331301-1571/ | https://www.washersolutions.com/product/getinge-477331301-gasket-9549/ |  | Deepika | 100 | 11 | 0
HCPB11_308 | Getinge Group | 478955001 |  | Check Valve | 3/8in Copper-Zinc Check Valve For GSS67H Sterilizer | [19 empty] | x | [19 empty] | Brand Name |  | Type |  | Size | 3/8in | Color |  | Material | Copper-Zinc | Dimensions |  | For Use With | For GSS67H Sterilizer | [114 empty] | Check Valve | GSS67H Sterilizer Check Valve |  |  | https://gkmcs.edu.pk/gallery/tenders/1709792695.pdf |  |  |  | Ranjitha | 100 | 11 | 0
HCPB11_309 | Getinge Group | 479042024 | LEMA 50 AZ X1L 0E | Pump | LEMA 50 AZ X1L 0E Vacuum Pump | [19 empty] | x | [19 empty] | Brand Name |  | Type | Vacuum | Size |  | Color |  | Material |  | Dimensions |  | For Use With | [115 empty] | Vacuum Pump | LEMA 50 AZ X1L 0E Vacuum Pump | [6 empty] | Ranjitha | 100 | 9 | 0
HCPB11_31 | Carestream Health, Inc | SP8H7541 |  | Tether Cable | Tether Cable For DRX Panel Portable X-Ray | [9 empty] | https://www.blockimaging.com/hubfs/Parts/68962_SP8H7541%20(2).jpg | [29 empty] | Brand Name |  | Type |  | Size |  | Color |  | Material |  | Dimensions |  | For Use With | For DRX Panel Portable X-Ray | [114 empty] | Tether Cable | DRX Panel Portable X-Ray Tether Cable |  |  | https://www.blockimaging.com/parts/sp8h7541-carestream-x-ray-tether-cable | https://www.dotmed.com/listing/portable-x-ray/carestream/sp8h7541/4367151 |  |  | Lakshmi_1 | 90 | 9 | 1
HCPB11_310 | Getinge Group | 48320013 |  | Gasket | Gray Medical-Grade Silicone Gasket For K5/K7 Door |  | Door Gasket is a premium quality component produced by the Getinge Group, a renowned name in the medical equipment industry. This door gasket is meticulously designed to ensure the optimal performance of your medical devices, ensuring that they meet stringent safety and efficiency standards | [37 empty] | Brand Name |  | Type |  | Size |  | Color | Gray | Material | Medical-Grade Silicone | Dimensions |  | For Use With | For K5/K7 Door | Temperature Resistance | Up to 200 Deg C | Elasticity | High | Standard | ISO 13485 | Durability | Long-Lasting with Minimal Wear and Tear | [106 empty] | Gasket | Door Gasket |  |  | https://partsformed.com/en/catalog/sterilizer-autoclave-parts/48320013-door-gasket-/ | https://www.washersolutions.com/product/getinge-48320013-door-seal-7346/ |  |  | Deepika | 100 | 16 | 0
HCPB11_311 | Getinge Group | 498836500 |  | Jet Nozzle | 20mm L Silicone Jet Nozzle | [19 empty] | x | [19 empty] | Brand Name |  | Type |  | Size |  | Color |  | Material | Silicone | Dimensions |  | For Use With |  | Length | 20mm | [112 empty] | Jet Nozzle | Silicone Jet Nozzle | [6 empty] | Ranjitha | 100 | 9 | 0
HCPB11_312 | Getinge Group | 499541600 |  | Valve | 3/4 x 1/2in Solenoid Valve | [9 empty] | https://www.washersolutions.com/wp-content/uploads/2024/06/5893.jpg | [9 empty] | https://documents.cdn.ifixit.com/BJSmctGTBowhfRFf.pdf | [19 empty] | Brand Name |  | Type | Solenoid | Size |  | Color |  | Material |  | Dimensions |  | For Use With |  | Inlet Size | 3/4in | Outlet Size | 1/2in | [110 empty] | Valve | Solenoid Valve |  |  | https://documents.cdn.ifixit.com/BJSmctGTBowhfRFf.pdf | https://www.washersolutions.com/product/getinge-499541600-solenoid-valve-5893/ |  |  | Deepika | 100 | 13 | 0
HCPB11_313 | Getinge Group | 500344000 |  | Gasket | 0.75mm EPDM Gasket | [19 empty] | x | [19 empty] | Brand Name |  | Type |  | Size | 0.75mm | Color |  | Material | EPDM | Dimensions |  | For Use With | [115 empty] | Gasket | EPDM Gasket | [6 empty] | Ranjitha | 100 | 9 | 0
HCPB11_314 | Getinge Group | 500362600 |  | Drain | Drain For 220-240V 50Hz 30W Pump | [39 empty] | Brand Name |  | Type |  | Size |  | Color |  | Material |  | Dimensions |  | For Use With | For 220-240V 50Hz 30W Pump | Application | WD15 Washer-Disinfector | [112 empty] | Drain | Pump Drain |  |  | https://partsformed.com/en/catalog/sterilizer-autoclave-parts/getinge-group-500362600-pump-drain-220-240v-50hz-30w-for-wd15/ | https://www.washersolutions.com/product/getinge-500362600-drain-pump-220-240v-11605/ |  |  | Deepika | 80 | 8 | 2
HCPB11_315 | Getinge Group | 500405204 |  | Card | Unprogrammed Card For CPU | [39 empty] | Brand Name |  | Type | Unprogrammed | Size |  | Color |  | Material |  | Dimensions |  | For Use With | [115 empty] | Card | Unprogrammed Card | CPU Unprogrammed Card |  | https://www.washersolutions.com/product/getinge-500405204-cpu-card-6313/ |  |  |  | Deepika | 100 | 9 | 0
HCPB11_316 | Getinge Group | 501596802 |  | Level Sensor | Polypropylene Level Sensor With Electromagnetic | [9 empty] | https://www.washersolutions.com/wp-content/uploads/2024/06/8443.jpg | [9 empty] | x | [19 empty] | Brand Name |  | Type |  | Size |  | Color |  | Material | Polypropylene | Dimensions |  | For Use With |  | With | With Electromagnetic | [112 empty] | Level Sensor | Electromagnetic Level Sensor |  |  | https://www.washersolutions.com/product/getinge-501596802-level-sensor-8443/ |  |  |  | Ranjitha | 100 | 11 | 0
HCPB11_317 | Getinge Group | 501872400 |  | Pressure Switch | Pressure Switch | [19 empty] | x | [19 empty] | Brand Name |  | Type |  | Size |  | Color |  | Material |  | Dimensions |  | For Use With | [115 empty] | Pressure Switch |  |  |  | https://www.scribd.com/document/670748709/300999 |  |  |  | Ranjitha | 100 | 7 | 0
HCPB11_318 | Getinge Group | 501931702 |  | Card | Card For PACS350 CPU/Board Relay | [9 empty] | https://www.washersolutions.com/wp-content/uploads/2024/06/7906.png | [29 empty] | Brand Name |  | Type |  | Size |  | Color |  | Material |  | Dimensions |  | For Use With | [115 empty] | Card | CPU/Board Relay Card |  |  | https://www.washersolutions.com/product/getinge-501931702-control-unit-pacs-350-7906/ | https://www.ebay.com/p/505463698 |  |  | Deepika | 100 | 9 | 0
HCPB11_319 | Getinge Group | 502394601 |  | Switch | 19-16 Pressure Switch | [19 empty] | x | [19 empty] | Brand Name |  | Type | 19-16 Pressure | Size |  | Color |  | Material |  | Dimensions |  | For Use With | [115 empty] | Pressure Switch | 19-16 Pressure Switch | [6 empty] | Ranjitha | 100 | 8 | 0
HCPB11_32 | Carestream Health, Inc | SP90078607 |  | Tank High Tension | Tank High Tension For DR /X-Ray | [39 empty] | Brand Name |  | Type | Europe Only | Size |  | Color |  | Material |  | Dimensions |  | For Use With | For DR/X-Ray, Direct Radiography | [114 empty] | Tank High Tension | DR/X-Ray Tank High Tension |  |  | https://pmbiomedical.com/products/img_parts_tank-high-tension-europe-only_57074 |  |  |  | Lakshmi_1 | 88.89 | 8 | 1
HCPB11_320 | Getinge Group | 503383401 |  | Bearing | 8 ID x 22mm OD Stainless Steel Bearing With Holes For Spraywing |  | BEARING FOR SPRAYWING, produced by Getinge Group, is a specialized component designed for precise applications in medical equipment. Recognized for its superior performance and reliability, this bearing is essential for maintaining the efficacy of various devices |  |  |  |  | 7mm |  |  | https://www.washersolutions.com/wp-content/uploads/2024/06/9964-scaled.jpg | [29 empty] | Brand Name |  | Type |  | Size |  | Color |  | Material | High-Grade Stainless Steel | Dimensions |  | For Use With |  | Inner Diameter | 8mm | Outer Diameter | 22mm | Load Capacity | 1.5kN (Dynamic), 0.75kN (Static) | Max Speed | 30000 RPM | Lubrication | Pre-Lubricated with Synthetic Grease | Temperature Range | -40 to 150 Deg C | Standard | ISO 9001, CE | With | Holes | [98 empty] | Bearing | Spraywing Bearing |  |  | https://partsformed.com/en/catalog/sterilizer-autoclave-parts/getinge-503383401-bearing-for-spraywing/ | https://www.washersolutions.com/product/getinge-503383401-bearing-spray-wing-9964/ |  |  | Deepika | 100 | 20 | 0
HCPB11_321 | Getinge Group | 503383500 |  | Seal | Blue PVDF Seal For Spray Arm Bearing | [9 empty] | https://www.washersolutions.com/wp-content/uploads/2024/06/3708.jpg | [29 empty] | Brand Name |  | Type |  | Size |  | Color | Blue | Material | PVDF | Dimensions |  | For Use With | [115 empty] | Seal | Spray Arm Bearing Seal |  |  | https://partsformed.com/en/catalog/sterilizer-autoclave-parts/getinge-503383500-bearing-ring/ |  |  |  | Deepika | 100 | 10 | 0
HCPB11_322 | Getinge Group | 503662700 |  | Sensor | 800mm L Level Sensor | [9 empty] | https://www.washersolutions.com/wp-content/uploads/2024/06/7660-2.jpg | [29 empty] | Brand Name |  | Type | Level | Size |  | Color |  | Material |  | Dimensions |  | For Use With |  | Length | 800mm | [112 empty] | Sensor | Level Sensor |  |  | https://www.scribd.com/document/670748709/300999 | https://www.washersolutions.com/product/getinge-503662700-level-sensor-7660/ |  |  | Deepika | 100 | 11 | 0
HCPB11_323 | Getinge Group | 511533 |  | Valve | Pressure Regulator Valve | [9 empty] | https://i.ebayimg.com/images/g/H7EAAOSwsL5nmqEw/s-l500.png | [29 empty] | Brand Name |  | Type | Pressure Regulator | Size | 1in | Color |  | Material |  | Dimensions |  | For Use With |  | Connection | NPT | Pressure Rating | 1.4 to 4 Bar, 10 to 58 PSI | [110 empty] | Valve | Pressure Regulator Valve |  |  | https://www.washersolutions.com/product/getinge-511533-pressure-regulator-valve-3731/ | https://www.ebay.com/itm/256798781186 |  |  | Deepika | 100 | 13 | 0
HCPB11_324 | Getinge Group | 513684 |  | Filter | Element Filter | [19 empty] | x | [19 empty] | Brand Name |  | Type | Element | Size |  | Color |  | Material |  | Dimensions |  | For Use With | [115 empty] | Filter | Element Filter | [6 empty] | Ranjitha | 100 | 8 | 0
HCPB11_325 | Getinge Group | 513687 |  | Conditioning Package | Conditioning Package For MP106 Steam Sterilizers | [19 empty] | x | [19 empty] | Brand Name |  | Type |  | Size |  | Color |  | Material |  | Dimensions |  | For Use With | For MP106 Steam Sterilizers | [114 empty] | Conditioning Package | MP106 Steam Sterilizers Conditioning Package | [6 empty] | Ranjitha | 100 | 8 | 0
HCPB11_326 | Getinge Group | 536515 |  | Element | 18KW 208V 3-Phase Heating Element For Steam Generator | [9 empty] | https://www.washersolutions.com/wp-content/uploads/2024/06/2640-2.jpg | [9 empty] | https://documents.cdn.ifixit.com/BJSmctGTBowhfRFf.pdf | [19 empty] | Brand Name |  | Type | Heating | Size |  | Color |  | Material |  | Dimensions |  | For Use With | For Steam Generator | Power Rating | 18KW | Voltage Rating | 208V | Number of Phase | 3 | [108 empty] | Element | Heating Element | Steam Generator Heating Element |  | https://www.washersolutions.com/product/getinge-536515-heater-18kw-208v-3-phase-2640/ | https://documents.cdn.ifixit.com/BJSmctGTBowhfRFf.pdf |  |  | Deepika | 100 | 16 | 0
HCPB11_327 | Getinge Group | 536522 |  | Element | 12KW 208V 3-Phase Heating Element For Steam Generator | [9 empty] | https://www.washersolutions.com/wp-content/uploads/2024/06/2643.jpg | [9 empty] | https://documents.cdn.ifixit.com/BJSmctGTBowhfRFf.pdf | [19 empty] | Brand Name |  | Type | Heating | Size |  | Color |  | Material |  | Dimensions |  | For Use With | For Steam Generator | Power Rating | 12KW | Voltage Rating | 208V | Number of Phase | 3 | Includes | 6-Bolt Flange | [106 empty] | Element | Heating Element | Steam Generator Heating Element |  | https://www.washersolutions.com/product/getinge-536522-heater-12kw-208v-6-bolt-flange-2643/ | https://documents.cdn.ifixit.com/BJSmctGTBowhfRFf.pdf |  |  | Deepika | 100 | 17 | 0
HCPB11_328 | Getinge Group | 54190 |  | Kit | 3/4 in Solenoid Valve Repair Spare Parts Kit For Bulk Sterilizers and Sterilizer Washers |  |  |  |  | 3522, 3523, 3525, 3533, 3622, 3623 and 3633 |  |  |  |  | https://www.washersolutions.com/wp-content/uploads/2024/06/2307.jpg-1.jpg.JPG | [9 empty] | https://www.rpiparts.com/pdf/feb08_castlegetinge.pdf | [19 empty] | Brand Name |  | Type | Solenoid Valve Repair Spare Parts | Size | 3/4 in | Color |  | Material |  | Dimensions |  | For Use With | For Bulk Sterilizers and Sterilizer Washers | [114 empty] | Solenoid Valve Parts Kit | Valve Repair Kit |  |  | https://www.washersolutions.com/product/getinge-54190-valve-rebuild-kit-3-4-2648/ | https://aerobasegroup.com/part-number/54190_01-254-4111 |  |  | Gagana | 85.71 | 12 | 2
HCPB11_329 | Getinge Group | 560953202 |  | Gasket | 158/120mm Graphite Gasket |  | Gasket, produced by the Getinge Group, is a highly reliable component used in a range of medical devices. Here we provide a detailed list of its technical characteristics and the medical devices where it is commonly utilized | [7 empty] | https://www.washersolutions.com/wp-content/uploads/2024/06/9115.jpg | [29 empty] | Brand Name |  | Type |  | Size | 158/120mm | Color |  | Material | Graphite/High-Grade Elastomer | Dimensions |  | For Use With |  | Temperature Range | -40 to 200 Deg C | Standard | FDA, ISO | Application | Autoclaves, Sterilizers, Washer-Disinfectors, Medical Gas Systems, Medical Gas Systems, Pharmaceutical Manufacturing Equipment | [108 empty] | Gasket |  |  |  | https://partsformed.com/en/catalog/sterilizer-autoclave-parts/getinge-560953202-gasket/ | https://www.washersolutions.com/product/getinge-560953202-gasket-158-120mm-graphite-9115/ |  |  | Deepika | 93.33 | 14 | 1
HCPB11_33 | Carestream Health, Inc | SP9G3785 |  | Collimator Assembly | Collimator Assembly For DRX-Revolution | [9 empty] | https://i.ebayimg.com/00/s/MTYwMFgxMjAw/z/OQMAAOSw445jswEH/$_12.JPG?set_id=880000500F | https://i.ebayimg.com/00/s/MTYwMFgxMjAw/z/2O0AAOSwnp9jswEI/$_12.JPG?set_id=880000500F | https://i.ebayimg.com/00/s/MTYwMFgxMjAw/z/ShUAAOSwQoxjswEJ/$_12.JPG?set_id=880000500F | https://i.ebayimg.com/00/s/MTYwMFgxMjAw/z/P4QAAOSw9dFjswEJ/$_12.JPG?set_id=880000500F | https://i.ebayimg.com/00/s/MTYwMFgxMjAw/z/FG0AAOSwzyhjswEL/$_12.JPG?set_id=880000500F | https://i.ebayimg.com/00/s/MTYwMFgxMjAw/z/21QAAOSwNv9jswEN/$_12.JPG?set_id=880000500F | https://i.ebayimg.com/00/s/MTYwMFgxMjAw/z/MfkAAOSw6Z5jswEO/$_12.JPG?set_id=880000500F | https://i.ebayimg.com/00/s/MTIwMFgxNjAw/z/h-gAAOSwo0RjswEM/$_12.JPG?set_id=880000500F | [22 empty] | Brand Name |  | Type |  | Size |  | Color |  | Material |  | Dimensions |  | For Use With | For DRX-Revolution | [114 empty] | Collimator Assembly | DRX-Revolution Collimator Assembly |  |  | https://chepestdiscount.ru/product/385330392295 | https://www.ebay.com/itm/385330392295 |  |  | Lakshmi_1 | 94.12 | 16 | 1
HCPB11_330 | Getinge Group | 561078201 |  | Transmitter | G3/4in Aisi 316L Pressure Transmitter For PAA 15/5 B | [19 empty] | https://api.troostwijkauctions.com/salefile/download/34428/6751601/160050?language=uk | [19 empty] | Brand Name |  | Type | Pressure | Size | G3/4in | Color |  | Material | Aisi 316l | Dimensions |  | For Use With | For PAA 15/5 B | Pressure Rating | 0 to 5 Bar | [112 empty] | Transmitter | Pressure Transmitter |  |  | https://www.washersolutions.com/product/getinge-561078201-pressure-transmitter-4918/ | https://api.troostwijkauctions.com/salefile/download/34428/6751601/160050?language=uk |  |  | Deepika | 100 | 14 | 0
HCPB11_331 | Getinge Group | 561210703 |  | Steam Trap | 1/2in 13bar Chrome Balanced Pressure Thermostatic Steam Trap | [9 empty] | https://www.washersolutions.com/wp-content/uploads/2024/06/7341.jpg | [9 empty] | x | [19 empty] | Brand Name |  | Type | Balanced Pressure Thermostatic | Size | 1/2in | Color |  | Material | Chrome | Dimensions |  | For Use With |  | Orientation | Horizontal | Pressure Rating | 13bar | [110 empty] | Steam Trap | Balanced Pressure Thermostatic Steam Trap |  |  | https://www.washersolutions.com/product/getinge-561210703-steam-trap-1-2-chrome-7341/ |  |  |  | Ranjitha | 100 | 14 | 0
HCPB11_332 | Getinge Group | 563110671 |  | Kit | Spare Part Electrode Kit | [9 empty] | https://www.washersolutions.com/wp-content/uploads/2024/06/9182.jpg | [29 empty] | Brand Name |  | Type | Spare Part Electrode | Size |  | Color |  | Material |  | Dimensions |  | For Use With | [115 empty] | Kit | Electrode Kit | Spare Part Electrode Kit |  | https://www.washersolutions.com/product/getinge-563110671-spare-parts-kit-9182/ |  |  |  | Deepika | 70 | 7 | 3
HCPB11_333 | Getinge Group | 569918901 |  | Valve | G1/2in DN10 Psiton Valve | [9 empty] | https://www.washersolutions.com/wp-content/uploads/2024/06/9559.jpg | [29 empty] | Brand Name |  | Type | Piston | Size | G1/2in | Color |  | Material |  | Dimensions |  | For Use With | For Sterilizer | Nominal Diameter | 10mm | Application | Hospital | [110 empty] | Valve | Psiton Valve |  |  | https://www.eximpedia.app/companies/getinge-logistics-ab/23007901 | https://www.washersolutions.com/product/getinge-569918901-valve-piston-9559/ |  |  | Deepika | 100 | 14 | 0
HCPB11_334 | Getinge Group | 570038801 |  | Valve | G3/4in Bornze 2-Way Pneumatic Psiton Valve | [9 empty] | https://www.washersolutions.com/wp-content/uploads/2024/06/5212-3.jpeg | [9 empty] | https://api.troostwijkauctions.com/salefile/download/34428/6751601/160050?language=uk | [19 empty] | Brand Name |  | Type | 2-Way, Piston, Pneumatic, Angle Body | Size | G3/4in | Color |  | Material | Bornze | Dimensions |  | For Use With |  | Valve Operation | Air | [112 empty] | Valve | Psiton Valve | 2-Way Pneumatic Psiton Valve |  | https://www.ebay.com/itm/186753596969 | https://api.troostwijkauctions.com/salefile/download/34428/6751601/160050?language=uk | https://www.washersolutions.com/product/getinge-570038801-2-2-way-angle-body-globe-piston-valve-3-4-bronze-nc-5212/ |  | Deepika | 100 | 16 | 0
HCPB11_335 | Getinge Group | 570076703 |  | Gasket | 5 x 1in EPDM Gasket | [39 empty] | Brand Name |  | Type |  | Size |  | Color |  | Material | EPDM | Dimensions | 5 x 1in | For Use With | [115 empty] | Gasket |  |  |  | https://www.scribd.com/document/580911341/Bilaga-3-Reservdelsprislista | https://www.washersolutions.com/product/getinge-570076703-gasket-11733/ |  |  | Deepika | 90 | 9 | 1
HCPB11_336 | Getinge Group | 570110101 |  | Valve | 3/4in Stainless Steel 2-Way Pneumatic Psiton Globe Valve | [9 empty] | https://www.washersolutions.com/wp-content/uploads/2024/06/7066.jpg | [29 empty] | Brand Name |  | Type | 2-Way, Piston, Pneumatic, Angle Body, Globe | Size | 3/4in | Color |  | Material | Stainless Steel | Dimensions |  | For Use With | [115 empty] | Valve | Globe Valve | Pneumatic Psiton Globe Valve |  | https://www.aliexpress.com/i/1005006810275509.html | https://www.washersolutions.com/product/getinge-570110101-valve-piston-3-4-ss-7066/ |  |  | Deepika | 100 | 13 | 0
HCPB11_337 | Getinge Group | 570121304 |  | Paper | 40mm Folded Paper | [39 empty] | Brand Name |  | Type | Folded | Size | 40mm | Color |  | Material |  | Dimensions |  | For Use With | [115 empty] | Paper | Folded Paper |  |  | https://www.washersolutions.com/product/getinge-570121304-folded-paper-per-box-40mm-5732/ |  |  |  | Deepika | 100 | 9 | 0
HCPB11_338 | Getinge Group | 570262401 |  | Motor | Stainless Steel/Aluminum Pneumatic Door Motor | [19 empty] | https://api.troostwijkauctions.com/salefile/download/34428/6751601/160050?language=uk | https://api.troostwijkauctions.com/salefile/download/34428/6751601/160050?language=uk | [18 empty] | Brand Name |  | Type | Pneumatic | Size |  | Color |  | Material | Stainless Steel/Aluminum | Dimensions |  | For Use With | For PIV-S020/S5030 Door | [114 empty] | Motor | Door Motor | Pneumatic Door Motor |  | https://api.troostwijkauctions.com/salefile/download/34428/6751601/160050?language=uk |  |  |  | Deepika | 100 | 13 | 0
HCPB11_339 | Getinge Group | 570264904 |  | Disc | 2in EPDM Rupture Disc | [39 empty] | Brand Name |  | Type | Rupture | Size | 2in | Color |  | Material | EPDM | Dimensions |  | For Use With | [115 empty] | Disc | Rupture Disc |  |  | https://www.e-a-g.ru/brands/catalog-getinge/ | https://www.washersolutions.com/product/getinge-570264904-rupture-disc-8311/ |  |  | Deepika | 100 | 11 | 0
HCPB11_34 | Carestream Health | SP9G6130 |  | Cap | Cap For Portable X-Ray Inner Tube Arim Kit |  |  | 120 Days | [6 empty] | https://suntronixmedicalimaging.com/wp-content/uploads/2025/04/SP9G6130-1080x675.jpg | [29 empty] | Brand Name |  | Type |  | Size |  | Color |  | Material |  | Dimensions |  | For Use With | For Portable X-Ray Inner Tube Arim Kit | [114 empty] | Cap | Tube Arm Inner Cap | Inner Tube Kit Cap |  | https://suntronixmedicalimaging.com/?s=SP9G6130 | https://integritymedicalservice.com/carestream-parts/revolution-plus-parts/SP9G6130/ |  |  | Asha | 100 | 12 | 0
HCPB11_340 | Custom | 570316401 |  | Printer | 5VDC Custom Impact Panel Printer | [5 empty] | 362g | 119mm | 45.5mm | [31 empty] | Brand Name |  | Type | Custom, Impact Panel | Size |  | Color |  | Material |  | Dimensions |  | For Use With |  | Voltage Rating | 5VDC | Application | Stampanti | Paper Width | 58mm | Roll Diameter | 50mm | Length | 119mm | [104 empty] | Printer | Impact Panel Printer | Custom Impact Panel Printer |  | https://www.bamershop.com/en/printers-for-industry/13394-custom-fh190-40s-3-0001-stampante-a-impatto-da-pannello-rs232-5vdc-40col-915af010300133.html | https://www.scribd.com/document/580911341/Bilaga-3-Reservdelsprislista |  |  | Deepika | 100 | 18 | 0
HCPB11_341 | Getinge Group | 570357802 |  | Valve | 3/8in Stainless Steel 2-Way Pneumatic Psiton Valve | [9 empty] | https://www.washersolutions.com/wp-content/uploads/2024/06/9662.jpg | [29 empty] | Brand Name |  | Type | 2-Way, Piston, Pneumatic | Size | 3/8in | Color |  | Material | Stainless Steel | Dimensions |  | For Use With | [115 empty] | Valve | Psiton Valve | Pneumatic Psiton Valve |  | https://www.washersolutions.com/product/getinge-570357802-valve-piston-9662/ |  |  |  | Deepika | 100 | 12 | 0
HCPB11_342 | Getinge Group | 570433801 |  | Printer | Thermal Panel Printer | [9 empty] | https://www.washersolutions.com/wp-content/uploads/2024/06/11435.jpg | [29 empty] | Brand Name |  | Type | Thermal Panel | Size |  | Color |  | Material |  | Dimensions |  | For Use With | [115 empty] | Printer | Thermal Panel Printer |  |  | https://www.scribd.com/document/580911341/Bilaga-3-Reservdelsprislista | https://www.washersolutions.com/product/getinge-570433801-printer-11435/ |  |  | Deepika | 100 | 10 | 0
HCPB11_343 | Getinge Group | 579097414 |  | Seal | 20mm Dia Door Seal For 4750 Sterilizers | [19 empty] | x | [19 empty] | Brand Name |  | Type | Door | Size |  | Color |  | Material |  | Dimensions |  | For Use With |  | Diameter | 20mm | [112 empty] | Seal | Door Seal |  |  | https://www.volza.com/p/lead-or-seal/export/export-from-swaziland/hsn-code-4016/ |  |  |  | Ranjitha | 90 | 9 | 1
HCPB11_344 | Getinge Group | 6001134975 |  | Kit | 7.5/8.1KW 200/208V Heat Element Kit For Heater | [9 empty] | https://www.washersolutions.com/wp-content/uploads/2024/06/11656-2.jpg | [29 empty] | Brand Name |  | Type | Heat Element | Size |  | Color |  | Material |  | Dimensions |  | For Use With | For Heater | Voltage Rating | 200/208V | Power Rating | 7.5/8.1KW | Includes | 56.52 x 5.33 O-Ring | [108 empty] | Kit | Heat Element Kit |  |  | https://www.scribd.com/document/670748709/300999 | https://www.washersolutions.com/product/getinge-6001134975-heater-7-5kw-200v-11656/ |  |  | Deepika | 71.43 | 10 | 4
HCPB11_345 | Getinge Group | 6001329101 |  | EL Motor | EL Motor With Transmission | [9 empty] | https://www.washersolutions.com/wp-content/uploads/2024/06/10291.jpg | [29 empty] | Brand Name |  | Type |  | Size |  | Color |  | Material |  | Dimensions |  | For Use With |  | With | With Transmission | [112 empty] | EL Motor | EL Motor With Transmission |  |  | https://www.washersolutions.com/product/getinge-6001329101-el-motor-with-transmission-10291/ |  |  |  | Gagana | 100 | 9 | 0
HCPB11_346 | Getinge Group | 6001755901 | PT-1000 | Probe | PT-1000 1450 mm Double Elbowed RTD Temperature Probe For Basin Washer | [39 empty] | Brand Name |  | Type | Double Elbowed, RTD Temperature | Size | 1450 mm | Color |  | Material |  | Dimensions |  | For Use With | For Basin Washer | [114 empty] | PT-1000 Temperature Sensor | PT-1000 Temperature Probe For Basin Washer |  |  | https://www.washersolutions.com/product/getinge-6001755901-temperature-sensor-11706/ | https://www.reservedel.no/temperaturfoler-pt-1000-for-getinge-bekkenspyler-1040092 |  |  | Gagana | 66.67 | 8 | 4
HCPB11_347 | Getinge Group | 6002405275 |  | Kit | Dryer Fan Kit | [39 empty] | Brand Name |  | Type | Dryer Fan | Size |  | Color |  | Material |  | Dimensions |  | For Use With | [115 empty] | Dryer Fan Kit |  |  |  | https://www.washersolutions.com/product/getinge-6002405275-dryer-fan-kit-10912/ |  |  |  | Gagana | 75 | 6 | 2
HCPB11_348 | Getinge Group | 6003000806 |  | Filter | Sterilization Drain Filter | [39 empty] | Brand Name |  | Type | Sterilization Drain | Size |  | Color |  | Material |  | Dimensions |  | For Use With |  | Latex Free | Yes | [111 empty] | 100/Pack | Sterilization Drain Filter | DBD-Filter Drain Sonic |  |  | https://www.graylinemedical.com/products/getinge-sterilization-drain-filters-dbd-filter-drain-sonic-6003000806?srsltid=AfmBOorgJmDGwlpFu3YXWEv0gguItDICvt4w7V-1N9hgFXp5M2PIoOL3 |  |  |  | Gagana | 100 | 10 | 0
HCPB11_349 | Getinge Group | 6003000844 |  | Adapter | Triton XI Adapter For 1101 Ultrasonic Cleaner |  |  |  |  | 1101 Ultrasonic Cleaner | [14 empty] | https://info.ncdhhs.gov/dhsr/coneed/reviews/2024/apr/4431%20Vance%20MPH%20943326%20No%20Review.pdf | [19 empty] | Brand Name | Triton XI | Type |  | Size |  | Color |  | Material |  | Dimensions |  | For Use With | [114 empty] | 10/Pack | Triton XI Adapters | Adapters For Ultrasonic Cleaner |  |  | https://info.ncdhhs.gov/dhsr/coneed/reviews/2024/apr/4431%20Vance%20MPH%20943326%20No%20Review.pdf |  |  |  | Gagana | 90.91 | 10 | 1
HCPB11_35 | Carestream Health | SP9J2668 |  | Assembly | Fan Cover Assembly | [9 empty] | https://www.medicaloutfittersparts.com/web/image/product.product/16952/image_1024/%5BSP9J2668%2CJORGE%5D%20Carestream%20Assy%20Cover%20Fan%2C%20PN%20SP9J2668%2CJORGE?unique=e7180f3 | https://www.medicaloutfittersparts.com/web/image/product.image/7417/image_1024/Carestream%20Assy%20Cover%20Fan%2C%20PN%20SP9J2668%2CJORGE?unique=6bd39e5 | [28 empty] | Brand Name |  | Type | Fan Cover | Size |  | Color |  | Material |  | Dimensions |  | For Use With | [115 empty] | Fan Cover Assembly |  |  |  | https://www.medicaloutfittersparts.com/shop/sp9j2668-jorge-carestream-assy-cover-fan-pn-sp9j2668-jorge-29719 | https://integritymedicalservice.com/carestream-parts/revolution-plus-parts/SP9J2668/ | https://pmbiomedical.com/products/img_parts_assembly-cover-fan_58020 |  | Asha | 76.92 | 10 | 3
HCPB11_350 | Getinge Group | 6007000646 |  | Sleeve | 4/10 CSM Sleeve For RGI 300 |  |  |  |  | RGI 300 | [34 empty] | Brand Name |  | Type | CSM | Size |  | Color |  | Material |  | Dimensions |  | For Use With |  | Thick | 4/10 | [112 empty] | CSM Sleeve | CSM Sleeve For RGI 300 | CSM Sleeve Thick 4/10 |  | https://www.unitecd.com/e-catalog/request-information/?lingua=I&x_artnr=227604 | https://www.fishersci.com/shop/products/NC1672771/NC1672771 |  |  | Gagana | 83.33 | 10 | 2
HCPB11_351 | Getinge Group | 6013119501 |  | Packing | Rebuild Packing For 6013114201, ASCO 325697 |  |  |  |  | 6013114201, ASCO 325697 |  |  |  |  | https://i.ebayimg.com/images/g/okEAAOSwvKdnPODx/s-l960.webp | https://i.ebayimg.com/images/g/0B8AAOSwLeVnPOEI/s-l1600.webp | https://i.ebayimg.com/images/g/2xsAAOSw719nPOE8/s-l1600.webp | https://i.ebayimg.com/images/g/qdkAAOSwci9nPOE0/s-l1600.webp | [26 empty] | Brand Name |  | Type | Rebuild | Size |  | Color |  | Material |  | Dimensions |  | For Use With | [115 empty] | Rebuild Packing | Rebuild Kit |  |  | https://picclick.com/Getinge-Castle-PN-6013119501-K325697-REBUILD-267070219295.html | https://www.ebay.com/itm/267070219295 |  |  | Gagana | 100 | 14 | 0
HCPB11_352 | Getinge Group | 6013141601 |  | Valve | 1 in Stainless Steel Normally Closed 2-Way Pneumatic Angle Body Valve | [9 empty] | https://www.washersolutions.com/wp-content/uploads/2024/06/11069.jpg | [29 empty] | Brand Name |  | Type | 2-Way Pneumatic Angle Body | Size | 1 in | Color |  | Material | Stainless Steel | Dimensions |  | For Use With |  | Configuration | Normally Closed | [112 empty] | Pneumatic Angle Body Valve | 2-Way NC Valve | Angle Body Valve |  | https://www.washersolutions.com/product/getinge-6013141601-pneumatic-valve-2-way-nc-1-ss-sub-to-6034800290-11069-2/ |  |  |  | Gagana | 84.62 | 11 | 2
HCPB11_353 | Getinge Group | 6013154801 |  | Membrane | TriSep 4 x 26 Membrane | [39 empty] | Brand Name | TriSep | Type |  | Size |  | Color |  | Material |  | Dimensions | 4 x 26 | For Use With | [115 empty] | Membrane | TriSep Membrane | [6 empty] | Gagana | 100 | 8 | 0
HCPB11_354 | Getinge Group | 6013155001 |  | Cartridge | Filter Cartridge | [39 empty] | Brand Name |  | Type | Filter | Size |  | Color |  | Material |  | Dimensions |  | For Use With | [115 empty] | Cartridge | Filter Cartridge | [6 empty] | Gagana | 100 | 7 | 0
HCPB11_355 | Getinge Group | 6013209301 | SRB400 | Package | SRB400 PM Package Without Membranes | [39 empty] | Brand Name |  | Type | PM | Size |  | Color |  | Material |  | Dimensions |  | For Use With |  | Without | Without Membranes | [112 empty] | PM Package | PM Kit | PM Kit Without Membranes |  | https://www.washersolutions.com/product/getinge-6013209301-pm-pack-srb400-w-o-membranes-12021/ |  |  |  | Gagana | 100 | 11 | 0
HCPB11_356 | Getinge Group | 6023996703 |  | Exchanger | Heat Exchanger | [9 empty] | https://www.picclickimg.com/images/g/MLYAAOSwujdnibau/s-l1600.jpg | https://www.picclickimg.com/images/g/yGsAAOSwLPJnibbG/s-l1600.jpg | https://www.picclickimg.com/images/g/GxwAAOSwF3VnibbO/s-l1600.jpg | https://www.picclickimg.com/images/g/UW8AAOSw5W9nibba/s-l1600.jpg | [26 empty] | Brand Name |  | Type | Heat | Size |  | Color |  | Material |  | Dimensions |  | For Use With | [115 empty] | Heat Exchanger |  |  |  | https://picclick.com/GETINGE-6023996703-Heat-Exchanger-356476112555.html |  |  |  | Gagana | 100 | 11 | 0
HCPB11_357 | Getinge Group | 6027474201 |  | Valve | Solenoid Valve | [39 empty] | Brand Name |  | Type | Solenoid | Size |  | Color |  | Material |  | Dimensions |  | For Use With | [115 empty] | Solenoid Valve | [7 empty] | Gagana | 100 | 6 | 0
HCPB11_358 | Getinge Group | 61301601248 |  | Package | 110 V 60 Hz Device Booster Pump Package For 600 Series Steam Sterilizers |  |  |  |  | 600 Series Steam Sterilizers | [14 empty] | https://documents.cdn.ifixit.com/dxqyFr3HduI2gRVT.pdf | [19 empty] | Brand Name |  | Type | Booster Pump | Size |  | Color |  | Material |  | Dimensions |  | For Use With |  | Volatge | 110 V | Frequency | 60 Hz | Includes | (1) 700218 Copy This Bom With Each Package; (1) 700204 Pump Package, Booster, BSC; (1) 24066 Ctn, Shpng, RSC, 24.75 x 13 x 11.7; (1) W1273 Diag, Wiring, Optional Equipment; (1) 530403 Pump,Centrifugal, 0.75 hp, 60 Hz; (1) 61301601236 Box Assembly,1/F, Pump/Motor, 12 A; (1) 61301601245 Cord Assembly, 11a1p-2a6p, 20 ft; (1) 61301601246 Cord Assembly, 11a To 1b, 16 ft; (2) B0105 Nut, Wire, 2#18min, 2#16max; (1) 530584 Relay, Overload, IEC, 9-13 A; (1) Label, Rating, Device | [108 empty] | Booster Pump Package | Pump Package For Sterilizers |  |  | https://documents.cdn.ifixit.com/dxqyFr3HduI2gRVT.pdf |  |  |  | Gagana | 69.23 | 9 | 4
HCPB11_359 | Getinge Group | 61301601272 |  | Paper | 60 mm x 25 m Type 1 & 2 Sterilization Blank Grid Roll Paper |  |  |  |  | Critikon 8730 and 8731, Pro 400 and Compact S/t/ts, Criticare 8100e, 8100ep, Photal Otsuka Breath Analyzer, Criticare 506dxn2 |  | 60 mm |  |  | https://imgcdn.mckesson.com/CumulusWeb/Images/Original_Image/402457.jpg | [16 empty] | Help you maintain a detailed, organized program of sterility assurance documentation with easy-to-use, long-lasting materials | Several types of charts to record time and temperature of each load in graphic format | Various inks and stylus assemblies for use with indicating controller recorders | Paper rolls and ribbons that document and record cycle performance | [9 empty] | Brand Name |  | Type | Type 1 & 2, Sterilization, Blank Grid Roll | Size |  | Color |  | Material |  | Dimensions |  | For Use With |  | Length | 25 m | Latex Free | No | [109 empty] | 10 Rolls/Pack | Sterilization Paper | Type 1 & 2 Paper Roll | Core Paper Roll |  | https://mms.mckesson.com/product/402457/Healthmark-Industries-61301601272 | https://www.lifelinemedical.net/product/getinge-paper-roll-type-1-2-61301601272/ | https://www.graylinemedical.com/products/getinge-recording-products-core-paper-roll-61301601272?srsltid=AfmBOorMv3NnR14cvhzxqHMr_U3h_kSjfG7UgmEoHd8ZXDCXSlyoT_AW |  | Gagana | 85.71 | 18 | 3
HCPB11_36 | Carestream Health | SP9J2723 |  | Barcode Reader | Barcode Reader | [39 empty] | Brand Name |  | Type |  | Size |  | Color |  | Material |  | Dimensions |  | For Use With | [115 empty] | Barcode Reader |  |  |  | https://integritymedicalservice.com/carestream-parts/carestream-cr/SP9J2723/ | https://www.medicaloutfittersparts.com/shop/sp9j2723-carestream-barcode-reader-pn-sp9j2723-25287 | https://www.medicaloutfittersparts.com/shop/sp9j2723-carestream-barcode-reader-pn-sp9j2723-25287?page=14&order=name |  | Asha | 100 | 8 | 0
HCPB11_360 | Getinge Group | 61301601737 |  | Kit | Rebuild Kit For 400 Series Bulk Sterilizers and Endoscope Processing Systems |  |  |  |  | 61301601695, 400 Series Bulk Sterilizers and Endoscope Processing Systems |  |  |  |  | https://cdn11.bigcommerce.com/s-16q4f5gytp/images/stencil/1280x1280/products/153259/180692/CSK020__38207.1670264893.GIF?c=1 | [9 empty] | https://documents.cdn.ifixit.com/BJSmctGTBowhfRFf.pdf | [19 empty] | Brand Name |  | Type | Rebuild | Size |  | Color |  | Material |  | Dimensions |  | For Use With | [115 empty] | Rebuild Kit | Valve Rebuild Kit |  |  | https://www.rpiparts.com/PartPage_mobile.aspx?equip=4&oem=13&model=3036&rpinum=CSK020 | https://store.cevimed.com/solenoid-valve-repair-kit-replacement-oem-part-517298-61301601737-green-coil/?srsltid=AfmBOopLae1t_PP2cbzI6jxayXDspy0O-B0mI3nDsbsGxqLjUHsX0E1g | https://documents.cdn.ifixit.com/BJSmctGTBowhfRFf.pdf |  | Gagana | 100 | 13 | 0
HCPB11_361 | Getinge Group | 61301604084 |  | Package | Rebuild Package For 61301604082&83 200 Series Valves |  |  |  |  | 61301604082&83, 200 Series Valves |  |  |  |  | https://www.washersolutions.com/wp-content/uploads/2024/06/2633.gif | [9 empty] | https://documents.cdn.ifixit.com/BJSmctGTBowhfRFf.pdf | [19 empty] | Brand Name |  | Type | Rebuild | Size |  | Color |  | Material |  | Dimensions |  | For Use With | [115 empty] | Rebuild Package | Solenoid Valve Repair Kit |  |  | https://www.washersolutions.com/product/getinge-61301604084-valve-rebuild-kit-2633/ | https://store.cevimed.com/solenoid-valve-repair-kit-replacement-oem-part-61301604084/?srsltid=AfmBOor6Rwm2P0yPFDz_rzyWZqAdy4aKdt065RqPX8BX55d9QuaMt9ha | https://documents.cdn.ifixit.com/BJSmctGTBowhfRFf.pdf |  | Gagana | 100 | 13 | 0
HCPB11_362 | Getinge Group | 61301605016 |  | Gasket | 20 x 20 x 0.43 in Blue Silicone Door Gasket |  |  |  |  | 100 Series, 3523 Bulk Sterilizers and Endoscope Processing Systems |  |  |  |  | https://www.rpiparts.com/pimages/CSG001.GIF | [29 empty] | Brand Name |  | Type | Door | Size |  | Color | Blue | Material | Silicone | Dimensions | 20 x 20 in | For Use With |  | Cross Section OD | 0.43 in | [112 empty] | Door Gasket | Door Gasket For Sterilizers |  |  | https://store.cevimed.com/door-gasket-20-x-20-replacement-oem-part-61301605016-58398/?srsltid=AfmBOoqy_rTuM4dLtGlPxUgOZmGMqwCf_vjG9-0J-Drfwi-mRXb5YH-A | https://www.rpiparts.com/PartPage.aspx?equip=4&oem=13&model=738&rpinum=CSG001 |  |  | Gagana | 73.33 | 11 | 4
HCPB11_363 | Getinge Group | 61301606408 |  | Valve | 3/8 in Stainless Steel 24 V Normally Closed MLD 2FL Steam Solenoid Valve For Autoclave | [9 empty] | https://www.washersolutions.com/wp-content/uploads/2024/06/8958.png | [29 empty] | Brand Name |  | Type | MLD, 2FL, Steam Solenoid | Size | 3/8 in | Color |  | Material | Stainless Steel | Dimensions |  | For Use With | For Autoclave | Voltage | 24 V | Configuration | Normally Closed | [110 empty] | Solenoid Valve | Solenoid Steam Valve | MLD 2FL NC Valve |  | https://www.washersolutions.com/product/getinge-61301606408-solenoid-valve-mld-2fl-nc-8958/ | https://chepestdiscount.ru/product/226381536796 |  |  | Gagana | 81.25 | 13 | 3
HCPB11_364 | Getinge Group | 61301606764 |  | Monitor | Ultrasonic Wash Monitor For Ultrasonic Cleaners |  | The Getinge Assured Ultrasonic Wash Monitor checks the cleaning efficacy in the ultrasonic cleaner. The test is inserted in a re-usable Wash Monitor Holder and then placed in a wire mesh tray or basket inside the ultrasonic cleaner. | [7 empty] | https://www.getinge.com/siteassets/start/product-catalog/getinge-assured-wash-monitor-ultrasonic/wash-monitor-u-1280.jpg/constrain-0x640-842531482.jpg | [16 empty] | Getinge Assured Wash Monitor U - Ultrasonic, 50 pcs | Test-soil is designed to match the removal of blood and tissue from surgical instruments | Getinge proprietary synthetic soil formulation contains no harmful or toxic components, no blood components | Results are easy to read | Recordable | Shelf Life 24 months from date of manufacture | [7 empty] | Brand Name |  | Type | Ultrasonic Wash | Size |  | Color |  | Material |  | Dimensions |  | For Use With | For Ultrasonic Cleaners | [113 empty] | 50 Tests/Bag | Ultrasonic Wash Monitor | Getinge Assured Wash Monitor U | Ultrasonic Wash Monitor U | https://www.getinge.com/us/products/getinge-assured-wash-monitor-u---ultrasonic/?tab=1 | https://mms.mckesson.com/product/1152154/Healthmark-Industries-61301606764 |  |  |  | Gagana | 100 | 20 | 0
HCPB11_365 | Getinge Group | 61301607480 |  | Element | 15 x 4-1/2 in 22.5 kW 480 V 3 Phase Gasket and Sealant Heating Element |  |  |  |  | 600 Series Steam Sterilzers |  |  |  |  | https://www.washersolutions.com/wp-content/uploads/2024/06/8065.jpg | [9 empty] | https://documents.cdn.ifixit.com/XGEh2QUOYhVPc4yZ.pdf | [19 empty] | Brand Name |  | Type | Heating | Size |  | Color |  | Material |  | Dimensions |  | For Use With |  | Power | 22.5 kW | Voltage | 480 V | Phase | 3 Phase | Immersion Length | 15 in | Steel Flange | 4-1/2 in | Includes | Gasket and Sealant | [102 empty] | Heating Element | Heating Element For Steam Sterilzers |  |  | https://documents.cdn.ifixit.com/XGEh2QUOYhVPc4yZ.pdf | https://www.washersolutions.com/product/getinge-61301607480-element-heater-22-5kw-480v-3phase-8065/ | https://heatingpartshub.com/steam-boiler-element-22-5kw-480v-4-1-2-flange-15-l-39223f/ |  | Gagana | 63.16 | 12 | 7
HCPB11_366 | Getinge Group | 61301608365 | CAS-30C | Boiler | CAS-30C 600 V 3 Phase Steam Boiler | [39 empty] | Brand Name |  | Type | Steam | Size |  | Color |  | Material |  | Dimensions |  | For Use With |  | Voltage | 600 V | Phase | 3 Phase | [110 empty] | Steam Boiler | CAS-30C Steam Boiler | [6 empty] | Gagana | 70 | 7 | 3
HCPB11_367 | Getinge Group | 61301608523 |  | Contactor | 120 VAC 40 A 3 Phase IECMagnetic Contactor | [39 empty] | Brand Name |  | Type | IEC, Magnetic | Size |  | Color |  | Material |  | Dimensions |  | For Use With |  | Coil Voltage | 120 VAC | Current | 40 A | Phase | 3 Phase | [108 empty] | Magnetic Contactor | IEC Contactor |  |  | https://www.parttarget.com/Getinge-USA-Inc_nsn-parts_V501931702_61301607119.html | https://www.rfpdb.com/view/document/name/Getinge-Sterilizer-Parts_N00259_14_T_0208 |  |  | Gagana | 66.67 | 8 | 4
HCPB11_368 | Getinge Group | 61301609707 | CM10 | PCB | CM10 PCB For 600 Series Steam Sterilzers |  |  |  |  | PACS 3500 Control System, 600 Series Steam Sterilzers | [14 empty] | https://documents.cdn.ifixit.com/XGEh2QUOYhVPc4yZ.pdf | [19 empty] | Brand Name |  | Type |  | Size |  | Color |  | Material |  | Dimensions |  | For Use With | [115 empty] | PCB | CM10 PC Board |  |  | https://documents.cdn.ifixit.com/XGEh2QUOYhVPc4yZ.pdf | https://fsg-59-electrical-electronic-misc.parttarget.com/electrical-electronic-assemblies-boards-cards-6014697-001_614.html |  |  | Gagana | 100 | 11 | 0
HCPB11_369 | Getinge Group | 6169416 |  | Filter | Bacteria Filter For Gas Module MCC SV 300 |  |  |  |  | MCC SV 300 |  |  |  |  | 6169416.jpg | [9 empty] | http://www.elkom-group.com/sites/default/files/documents/83_2011%20MCC%20SPARE%20PARTS%20LIST.pdf | https://storage.mtender.gov.md/get/b4fa63d8-56f0-4bdd-8198-a6f308e95d9c-1729498204693 | [18 empty] | Brand Name |  | Type | Bacteria | Size |  | Color |  | Material |  | Dimensions |  | For Use With | For Gas Module | [114 empty] | Bacteria Filter | Bacteria Filter For Gas Module |  |  | http://www.elkom-group.com/sites/default/files/documents/83_2011%20MCC%20SPARE%20PARTS%20LIST.pdf | https://storage.mtender.gov.md/get/b4fa63d8-56f0-4bdd-8198-a6f308e95d9c-1729498204693 |  |  | Gagana | 92.86 | 13 | 1
HCPB11_37 | Carestream Health | SP9J2919 |  | D-Link Access Point Assembly | Service WAP US Exch D-Link Access Point Assembly | [9 empty] | https://www.medicaloutfittersparts.com/web/image/product.product/8950/image_1024/%5BSP8H5421%2C%20SP9J2919%5D%20Carestream%20D%20Link%20Access%20Point%2C%20PN%20SP8H5421%2C%20SP9J2919?unique=d50e69c | [29 empty] | Brand Name |  | Type | Service WAP US Exch | Size |  | Color |  | Material |  | Dimensions |  | For Use With | [115 empty] | Access Point Assembly | D-Link Access Point Assembly |  |  | https://integritymedicalservice.com/carestream-parts/carestream-evolution-parts/SP9J2919/ | https://www.medicaloutfittersparts.com/shop/sp8h5421-sp9j2919-carestream-d-link-access-point-pn-sp8h5421-sp9j2919-21711 |  |  | Asha | 80 | 8 | 2
HCPB11_370 | Getinge Group | 6301720 |  | Test | Lung 191 Neonatal Test | [19 empty] | https://www.gsaadvantage.gov/ref_text/36F79721D0237/0ZJKGL.3V9XB9_36F79721D0237_GETINGE36F79721D02371FSSPAPERPRICELIST05012024P00023.PDF | [19 empty] | Brand Name |  | Type | Lung 191 Neonatal | Size |  | Color |  | Material |  | Dimensions |  | For Use With | [115 empty] | Lung Test | Test Lung 191 Neonatal |  |  | https://www.gsaadvantage.gov/ref_text/36F79721D0237/0ZJKGL.3V9XB9_36F79721D0237_GETINGE36F79721D02371FSSPAPERPRICELIST05012024P00023.PDF | https://www.testmart.com/search/compare.cfm/TBD/GETING/6301720/8.html |  |  | Gagana | 100 | 10 | 0
HCPB11_371 | Getinge Group | 6405976 |  | Arm | 176 Support Arm For FLOW-i Anesthesia System |  |  |  |  | FLOW-i Anesthesia System |  |  |  |  | 6405976.jpg | [9 empty] | https://consultas.anvisa.gov.br/api/consulta/produtos/25351209991201113/anexo/T15228169/nomeArquivo/Instru%C3%A7%C3%B5es+de+Uso_Flow-i+-+Parte+2.pdf?Authorization=Guest | [19 empty] | Brand Name |  | Type | 176 Support | Size |  | Color |  | Material |  | Dimensions |  | For Use With | [115 empty] | Support Arm 176 | Support Arm 176 For Anesthesia System |  |  | https://consultas.anvisa.gov.br/api/consulta/produtos/25351209991201113/anexo/T15228169/nomeArquivo/Instru%C3%A7%C3%B5es+de+Uso_Flow-i+-+Parte+2.pdf?Authorization=Guest |  |  |  | Gagana | 63.64 | 7 | 4
HCPB11_372 | Getinge Group | 6545367 |  | Compressor | 230 V 50 Hz Compressor With Motor For FLOW-i Anesthesia System |  |  |  |  | FLOW-i Anesthesia System | [14 empty] | http://www.elkom-group.com/sites/default/files/documents/83_2011%20MCC%20SPARE%20PARTS%20LIST.pdf | https://consultas.anvisa.gov.br/api/consulta/produtos/25351209991201113/anexo/T15228169/nomeArquivo/Instru%C3%A7%C3%B5es+de+Uso_Flow-i+-+Parte+2.pdf?Authorization=Guest | [18 empty] | Brand Name |  | Type |  | Size |  | Color |  | Material |  | Dimensions |  | For Use With |  | Voltage | 230 V | Frequency | 50 Hz | With | With Motor | [108 empty] | Compressor | Compressor With Motor | Compressor For Anesthesia System |  | http://www.elkom-group.com/sites/default/files/documents/83_2011%20MCC%20SPARE%20PARTS%20LIST.pdf | https://consultas.anvisa.gov.br/api/consulta/produtos/25351209991201113/anexo/T15228169/nomeArquivo/Instru%C3%A7%C3%B5es+de+Uso_Flow-i+-+Parte+2.pdf?Authorization=Guest |  |  | Gagana | 73.33 | 11 | 4
HCPB11_373 | Getinge Group | 66007015 |  | Panel | ProSeal Plus and Premium Touchscreen Panel For Washer | [39 empty] | Brand Name | ProSeal Plus and Premium | Type | Touchscreen | Size |  | Color |  | Material |  | Dimensions |  | For Use With | For Washer | [114 empty] | Touchscreen Panel | ProSeal Plus and Premium Touchscreen Panel |  |  | https://www.kingcrabweb.com/vendor/getinge |  |  |  | Gagana | 100 | 10 | 0
HCPB11_374 | Getinge Group | 6651298 |  | Cable | CSA Control Cable For FLOW-i Anesthesia System |  |  |  |  | FLOW-i Anesthesia System | [14 empty] | http://www.elkom-group.com/sites/default/files/documents/83_2011%20MCC%20SPARE%20PARTS%20LIST.pdf | https://consultas.anvisa.gov.br/api/consulta/produtos/25351209991201113/anexo/T15228169/nomeArquivo/Instru%C3%A7%C3%B5es+de+Uso_Flow-i+-+Parte+2.pdf?Authorization=Guest | [18 empty] | Brand Name |  | Type | CSA Control | Size |  | Color |  | Material |  | Dimensions |  | For Use With | [115 empty] | Control Cable | CSA Control Cable |  |  | http://www.elkom-group.com/sites/default/files/documents/83_2011%20MCC%20SPARE%20PARTS%20LIST.pdf | https://consultas.anvisa.gov.br/api/consulta/produtos/25351209991201113/anexo/T15228169/nomeArquivo/Instru%C3%A7%C3%B5es+de+Uso_Flow-i+-+Parte+2.pdf?Authorization=Guest |  |  | Gagana | 83.33 | 10 | 2
HCPB11_375 | Getinge Group | 6687685 |  | Cable | Aeroneb Module Control Cable For FLOW-i Anesthesia System |  |  |  |  | FLOW-i Anesthesia System | [14 empty] | https://consultas.anvisa.gov.br/api/consulta/produtos/25351209991201113/anexo/T15228169/nomeArquivo/Instru%C3%A7%C3%B5es+de+Uso_Flow-i+-+Parte+2.pdf?Authorization=Guest | [19 empty] | Brand Name |  | Type | Aeroneb Module Control | Size |  | Color |  | Material |  | Dimensions |  | For Use With | [115 empty] | Control Cable | Aeroneb Module Control Cable |  |  | https://consultas.anvisa.gov.br/api/consulta/produtos/25351209991201113/anexo/T15228169/nomeArquivo/Instru%C3%A7%C3%B5es+de+Uso_Flow-i+-+Parte+2.pdf?Authorization=Guest |  |  |  | Gagana | 80 | 8 | 2
HCPB11_376 | Getinge Group | 6692177 |  | Breathing System | 22mm Maquet Breathing System | [9 empty] | https://dkcdkv8eldsua.cloudfront.net/media/catalog/product/c/8/c8e32de9731a17409f107f2c8cba09c5.jpg?width=600&height=600&store=default&image-type=image | [29 empty] | Brand Name |  | Type |  | Size |  | Color |  | Material |  | Dimensions |  | For Use With | [114 empty] | 20 Piece | Breathing System | Maquet Breathing System |  |  | https://imedsales.com/maquet-6692177-getinge-breathing-system-22mm?srsltid=AfmBOoqn-QkYXEhe1_GyEo4nwpm9gNklj4wPQqm0b0Mj5WAlCyLNmX7_ |  |  |  | Vinutha | 100 | 9 | 0
HCPB11_377 | Getinge Group | 6692582 |  | Absorber | Maquet High-Grade Durable Plastic Reusable Absorber |  |  |  |  | Maquet Servo-air Ventilator, Maquet Servo-u Ventilator, Maquet Servo-n Ventilator | [34 empty] | Brand Name |  | Type |  | Size |  | Color |  | Material | High-Grade Durable Plastic | Dimensions |  | For Use With |  | Usage | Reusable | [112 empty] | Absorber | Reusable Absorber | Maquet Absorber |  | https://partsformed.com/en/catalog/anaesthesia-machine-parts/maquet-6692582-reusable-absorber-/ | https://myhealthbox.eu/en/maquet-getinge-flow-i-anesthesia-system/5384488 |  |  | Vinutha | 91.67 | 11 | 1
HCPB11_378 | Getinge Group | 6693707 |  | Drawer Kit | Drawer Kit For Mobile Cart Servo-I | [19 empty] | https://www.gsaadvantage.gov/ref_text/36F79721D0237/0ZJKGL.3V9XB9_36F79721D0237_GETINGE36F79721D02371FSSPAPERPRICELIST05012024P00023.PDF | [19 empty] | Brand Name |  | Type |  | Size |  | Color |  | Material |  | Dimensions |  | For Use With | For Mobile Cart Servo-I | [114 empty] | Drawer Kit | Mobile Cart Drawer Kit |  |  | https://www.gsaadvantage.gov/ref_text/36F79721D0237/0ZJKGL.3V9XB9_36F79721D0237_GETINGE36F79721D02371FSSPAPERPRICELIST05012024P00023.PDF |  |  |  | Vinutha | 77.78 | 7 | 2
HCPB11_379 | Getinge Group | 6693750 |  | Expiratory Cassette | Expiratory Cassette For Servo-N | [9 empty] | https://relinkonline.com/cdn/shop/files/Inv_00508218_20253517414829_1_jpg_869x869.jpg?v=1741373312 | https://relinkonline.com/cdn/shop/files/Inv_00508218_20253517421860_4_jpg_744x744.jpg?v=1741373312 | https://relinkonline.com/cdn/shop/files/Inv_00508218_202535174157278_2_jpg_744x744.jpg?v=1741373312 | [27 empty] | Brand Name |  | Type |  | Size |  | Color |  | Material |  | Dimensions |  | For Use With | For Servo-N | [114 empty] | Expiratory Cassette |  |  |  | https://relinkonline.com/ar/products/maquet-6693750-expiratory-cassette-inv-00508218?variant=52172195037553 | https://auctions.britishmedicalauctions.co.uk/lot-details/index/catalog/805/lot/157255/Maquet-REF-6693750-Servo-I-Expiratory-Module-Cassette-Damaged-Case-See-Photo |  |  | Vinutha | 81.82 | 9 | 2
HCPB11_38 | Carestream Health | SPAA9054 |  | Drive Wheel Assembly | Drive Wheel Assembly For X-Ray | [39 empty] | Brand Name |  | Type |  | Size |  | Color |  | Material |  | Dimensions |  | For Use With | For X-Ray | [114 empty] | Drive Wheel Assembly |  |  |  | https://integritymedicalservice.com/carestream-parts/revolution-plus-parts/SPAA9054/ | https://medical-outfitters.odoo.com/shop/spaa9054-carestream-x-ray-drive-wheel-pn-spaa9054-26101 |  |  | Asha | 36.36 | 4 | 7
HCPB11_380 | Getinge Group | 6693902 |  | Water Trap Receptacle | Water Trap Receptacle With 6677892 Ventilator Spare Parts | [39 empty] | Brand Name |  | Type |  | Size |  | Color |  | Material |  | Dimensions |  | For Use With |  | With | 6677892 Ventilator Spare Parts | [112 empty] | Receptacle | Water Trap Receptacle |  |  | https://www.zauba.com/import-TRAP+SPARE+PARTS/fp-sweden-hs-code.html | https://www.volza.com/hs-codes/search/receptacle/ireland/ |  |  | Vinutha | 100 | 9 | 0
HCPB11_381 | Getinge Group | 6880430 |  | Dust Filter | Single-Use Absorber Polymer Dust Filter For Maquet Flow-i |  | The 6880430 Absorber filter is a critical component designed specifically for the Maquet Flow-i anesthesia system. Manufactured by Maquet, a renowned name in medical technology, this absorber filter ensures optimal functionality and safety during anesthesia procedures. | [17 empty] | https://www.suscch.eu/Faktury/2019/f1910320.pdf | [19 empty] | Brand Name |  | Type |  | Size |  | Color |  | Material | Absorber Polymer | Dimensions |  | For Use With | For Maquet Flow-i | Usage | Single-Use | Sterile | Non-Sterile | [109 empty] | 20/Pack | Filter | Dust Filter | Absorber Dust Filter |  | https://partsformed.com/en/catalog/anaesthesia-machine-parts/6880430-absorber-filter-for-maquet-flow-i/ | https://www.volza.com/p/maquet/import/import-in-vietnam/ | https://www.suscch.eu/Faktury/2019/f1910320.pdf |  | Vinutha | 88.24 | 15 | 2
HCPB11_382 | Getinge Group | 6882408 |  | Filter | Air Inlet Filter |  |  |  |  | Ventilation Systems, Anesthesia Machines, Surgical Equipment | [34 empty] | Brand Name |  | Type | Air Inlet | Size |  | Color |  | Material |  | Dimensions |  | For Use With | [115 empty] | Filter | Air Inlet Filter |  |  | https://partsformed.com/en/catalog/filters/6882408-air-inlet-filter/ | https://www.volza.com/p/oxygenator-maquet/import/ |  |  | Vinutha | 50 | 8 | 8
HCPB11_383 | Getinge Group | 6882741 |  | Cable | Injectate Sensor Cable | [19 empty] | https://www.getinge.com/dam/hospital/documents/english/mpi4599en_r03_piccomodule_ssg-en-non_us.pdf | https://www.gsaadvantage.gov/ref_text/36F79721D0237/0ZJKGL.3V9XB9_36F79721D0237_GETINGE36F79721D02371FSSPAPERPRICELIST05012024P00023.PDF | [18 empty] | Brand Name |  | Type | Injectate Sensor | Size |  | Color |  | Material |  | Dimensions |  | For Use With | [115 empty] | Cable | Injectate Sensor Cable |  |  | https://www.getinge.com/dam/hospital/documents/english/mpi4599en_r03_piccomodule_ssg-en-non_us.pdf | https://www.testmart.com/search/compare.cfm/TBD/MAQUET/6882741/8.html | https://www.gsaadvantage.gov/ref_text/36F79721D0237/0ZJKGL.3V9XB9_36F79721D0237_GETINGE36F79721D02371FSSPAPERPRICELIST05012024P00023.PDF |  | Vinutha | 57.14 | 8 | 6
HCPB11_384 | Getinge Group | 6883300 |  | Cable Kit | Isolation Test Cable Kit | [39 empty] | Brand Name |  | Type | Isolation Test | Size |  | Color |  | Material |  | Dimensions |  | For Use With | [115 empty] | Cable Kit | Isolation Test Cable Kit | [6 empty] | Vinutha | 77.78 | 7 | 2
HCPB11_385 | Getinge Group | 6883441 |  | Filter | Dust Filter | [39 empty] | Brand Name |  | Type | Dust | Size |  | Color |  | Material |  | Dimensions |  | For Use With | [114 empty] | 20 Piece/Pack | Filter | Dust Filter |  |  | https://www.volza.com/p/oxygenator-maquet/import/ |  |  |  | Vinutha | 88.89 | 8 | 1
HCPB11_386 | Getinge Group | 6887050 | Capnostat 5 | Analyzer Module | Capnostat 5 Co2 Analyzer Module | [9 empty] | https://i.ebayimg.com/images/g/vuwAAOSwoDRjadvQ/s-l1600.webp | [29 empty] | Brand Name |  | Type | Co2 | Size |  | Color |  | Material |  | Dimensions |  | For Use With | [115 empty] | Analyzer Module | Co2 Analyzer Module | Capnostat 5 Co2 Analyzer Module |  | https://www.ebay.com/itm/165766474232 | https://www.ebay.com/p/14060842900?iid=165766474232 |  |  | Vinutha | 100 | 12 | 0
HCPB11_387 | Getinge Group | 701010855 | 20-535 | Sensor | 20-535 Capacitive Level Sensor | [39 empty] | Brand Name |  | Type | Capacitive Level | Size |  | Color |  | Material |  | Dimensions |  | For Use With |  | Sterile | No | [112 empty] | Sensor | Capacitive Level Sensor |  |  | https://accessgudid.nlm.nih.gov/devices/04037691253114 | https://fda.report/GUDID/04037691253114 |  |  | Vinutha | 100 | 11 | 0
HCPB11_388 | Getinge Group | 701022208 | LSP 20-531 | Sensor Pads | LSP 20-531 Level Sensor Pads | [19 empty] | https://www.gsaadvantage.gov/ref_text/36F79721D0237/0ZJKGL.3V9XB9_36F79721D0237_GETINGE36F79721D02371FSSPAPERPRICELIST05012024P00023.PDF | [19 empty] | Brand Name |  | Type | Level | Size |  | Color |  | Material |  | Dimensions |  | For Use With | [115 empty] | Sensor Pads | Level Sensor Pads |  |  | https://www.testmart.com/search/compare.cfm/TBD/MAQUET/701022208/8.html | https://www.gsaadvantage.gov/ref_text/36F79721D0237/0ZJKGL.3V9XB9_36F79721D0237_GETINGE36F79721D02371FSSPAPERPRICELIST05012024P00023.PDF | https://www.volza.com/p/hospital-use/export/hsn-code-90189093/ | https://fda.report/GUDID/04037691687308 | Vinutha | 100 | 13 | 0
HCPB11_389 | Getinge Group | 701022754 |  | Cream | Ultrasonic Contact Cream For Rotaflow Centrifugalpump | [19 empty] | https://www.gsaadvantage.gov/ref_text/36F79721D0237/0ZJKGL.3V9XB9_36F79721D0237_GETINGE36F79721D02371FSSPAPERPRICELIST05012024P00023.PDF | [19 empty] | Brand Name |  | Type | Ultrasonic Contact | Size |  | Color |  | Material |  | Dimensions |  | For Use With | For Rotaflow Centrifugalpump | [114 empty] | Cream | Ultrasonic Contact Cream |  |  | https://www.volza.com/company-profile/maquet-cardiopulmonary-gmbh-1060440/ | https://www.gsaadvantage.gov/ref_text/36F79721D0237/0ZJKGL.3V9XB9_36F79721D0237_GETINGE36F79721D02371FSSPAPERPRICELIST05012024P00023.PDF | https://www.eximpedia.app/companies/maquet-cardiopulmonary-gmbh/86253345 | https://www.volza.com/company-profile/maquet-cardiopulmonary-gmbh-1060440/export/ | Vinutha | 84.62 | 11 | 2
HCPB11_39 | Carestream Health | SPAB3150 |  | Inverter Assembly | 80Kw Packed Inverter Assembly | [39 empty] | Brand Name |  | Type | Packed | Size |  | Color |  | Material |  | Dimensions |  | For Use With |  | Power | 80Kw | [112 empty] | Packed Inverter Assembly |  |  |  | https://integritymedicalservice.com/carestream-parts/carestream-evolution-parts/SPAB3150/ | https://pmbiomedical.com/products/img_parts_assembly-inverter-80kw-packed_58768 |  |  | Asha | 63.64 | 7 | 4
HCPB11_390 | Getinge Group | 701034051 |  | PCBA Kit | Rf Control Board PCBA Kit | [39 empty] | Brand Name |  | Type | Rf Control Board | Size |  | Color |  | Material |  | Dimensions |  | For Use With | [115 empty] | PCBA Kit | Rf Control Board PCBA Kit |  |  | https://www.volza.com/p/hospital-use/export/hsn-code-90189093/ |  |  |  | Vinutha | 75 | 6 | 2
HCPB11_391 | Getinge Group | 90930693 |  | Pad | Backplate Pad For Alphamaxx Surgical Operating Table | [9 empty] | https://www.euroenergy.co.uk/wp-content/uploads/2023/10/06670.jpg | [29 empty] | Brand Name |  | Type | Backplate | Size |  | Color |  | Material |  | Dimensions |  | For Use With | For Alphamaxx Surgical Operating Table | [114 empty] | Pad | Backplate Pad |  |  | https://www.euroenergy.co.uk/product/maquet-backplate-pad-sw-80-9093-0693-original-medical-accessory/ | https://www.volza.com/p/extension-table/export/hsn-code-9402/ |  |  | Vinutha | 100 | 11 | 0
HCPB11_392 | Getinge Group | 9573700 |  | Grease Alexol Stabox | Polytetrafluoro/Ethylen Oxygen Compatible Grease Alexol Stabox | [19 empty] | http://www.elkom-group.com/sites/default/files/documents/83_2011%20MCC%20SPARE%20PARTS%20LIST.pdf | [19 empty] | Brand Name |  | Type | Oxygen Compatible | Size |  | Color |  | Material | Polytetrafluoro/Ethylen | Dimensions |  | For Use With | [115 empty] | Grease Alexol Stabox | Oxygen Compatible Grease Alexol Stabox |  |  | http://www.elkom-group.com/sites/default/files/documents/83_2011%20MCC%20SPARE%20PARTS%20LIST.pdf |  |  |  | Vinutha | 50 | 6 | 6
HCPB11_393 | Getinge Group | ARD315021555 |  | Kit | Sat-Ondaspace Df-sf 4 Dust Covers Kit | [39 empty] | Brand Name |  | Type | Sat-Ondaspace Df-sf 4 Dust Covers | Size |  | Color |  | Material |  | Dimensions |  | For Use With | [115 empty] | Covers Kit | Sat-Ondaspace Df-sf 4 Dust Covers Kit |  |  | https://www.accessdata.fda.gov/scripts/cdrh/cfdocs/cfmaude/detail.cfm?mdrfoi__id=18835670&pc=FTD | https://www.accessdata.fda.gov/scripts/cdrh/cfdocs/cfmaude/detail.cfm?mdrfoi__id=17910932&pc=FSY | https://www.volza.com/p/maquet/import/import-in-argentina/hsn-code-94029090/ |  | Vinutha | 60 | 6 | 4
HCPB11_394 | Getinge Group | ARD365006088 |  | Handle | Sterilizable Handle For PCE Prismatic Cupolas | [39 empty] | Brand Name |  | Type | Sterilizable | Size |  | Color |  | Material |  | Dimensions |  | For Use With | For PCE Prismatic Cupolas | [113 empty] | 5/Pack | Handle | Sterilizable Handles |  |  | https://www.scribd.com/document/613311645/747595-dokument1 | https://www.zlibrary.to/dl/maquet-sas-spare-parts-price-list-alm |  |  | Vinutha | 100 | 11 | 0
HCPB11_395 | Getinge Group | ARD367202489 |  | Holder | Hinged Bulb Holder For ALM PRX (PrismAlix) 4000 |  |  |  |  | ALM PRX 4000 / 6000 Dual Surgical Light System – SL09AL0064, ALM PRX 4000 Light Head – LH01AL4000, ALM PRX 4000 Camera Ready Light Head – LH01ALX4CR, ALM PRX Surgical Bulb, OEM – LHP1AL0002, ALM PRX Surgical Bulb, Non-OEM – LHP1AL0067 |  |  |  |  | https://www.maxim-med.com/wp-content/uploads/2019/09/LHP1AL2489-1.jpg | https://www.maxim-med.com/wp-content/uploads/2019/09/LHP1AL2489-4.jpg | https://www.maxim-med.com/wp-content/uploads/2019/09/LHP1AL2489-3-.jpg | https://www.maxim-med.com/wp-content/uploads/2019/09/LHP1AL2489-2-1024x1024.jpg | https://www.maxim-med.com/wp-content/uploads/2019/09/LHP1AL2489-5-scaled.jpg?ver=1745547867 | [25 empty] | Brand Name |  | Type | Bulb | Size |  | Color |  | Material |  | Dimensions |  | For Use With | For ALM PRX (PrismAlix) 4000 | Light Type | Halogen | [112 empty] | Holder | Bulb Holder | Hinged Bulb Holder |  | https://www.maxim-med.com/product/alm-prx-4000-bulb-holder/ |  |  |  | Vinutha | 88.24 | 15 | 2
HCPB11_396 | Getinge Group | ARD367210900 |  | Bulb | 23V 100W Prx Bulb For Shadowless OT Light | [39 empty] | Brand Name |  | Type |  | Size |  | Color |  | Material |  | Dimensions |  | For Use With | For Shadowless OT Light | Voltage Rating | 23V | Power Rating | 100W | [109 empty] | 10/Pack | Bulb | Shadowless OT Light Bulb |  |  | https://www.cybex.in/custom-data/export/germany/hs-code-901890290000/product-shadowless%20ot%20light | https://www.volza.com/hs-codes/search/hospitality/poland/ |  |  | Vinutha | 100 | 12 | 0
HCPB11_397 | Getinge Group | ARD367810900 |  | Bulb | Bulb For Xten/Axcel Shadowless Ot Light | [39 empty] | Brand Name |  | Type |  | Size |  | Color |  | Material |  | Dimensions |  | For Use With | For Xten/Axcel Shadowless Ot Light | [113 empty] | 10/Pack | Bulb | Shadowless OT Light Bulb |  |  | https://www.eximpedia.app/companies/getinge-logistics-ab/23007901 |  |  |  | Vinutha | 77.78 | 7 | 2
HCPB11_398 | Getinge Group | ARD369032998 |  | Ceiling Power Supply | Blue 30 - S/A V2 Ceiling Power Supply | [39 empty] | Brand Name |  | Type | Blue 30 - S/A V2 | Size |  | Color |  | Material |  | Dimensions |  | For Use With | [115 empty] | Power Supply | Ceiling Power Supply | Blue 30 - S/A V2 Ceiling Power Supply | [5 empty] | Vinutha | 44.44 | 4 | 5
HCPB11_399 | Getinge Group | ARD567203901 |  | Camera Handle | Plastic Surgical Light Camera Handle | [39 empty] | Brand Name |  | Type | Surgical Light | Size |  | Color |  | Material | Plastic | Dimensions |  | For Use With | [115 empty] | Camera Handle | Surgical Light Camera Handle |  |  | https://www.getinge.com/dam/hospital/documents/english/product-range---model---udi-di-vwebsite-en-global.pdf | https://www.volza.com/p/surgical-light/import/import-in-vietnam/ | https://www.volza.com/p/camera-light/import/coo-france/ |  | Vinutha | 100 | 11 | 0
HCPB11_4 | Carestream Health, Inc |  | #10 | Lightleak | #10 Lightleak For 15x30 CASS | [39 empty] | Brand Name |  | Type |  | Size |  | Color |  | Material |  | Dimensions |  | For Use With | For 15x30 CASS, CR | [114 empty] | Lightleak | Mod #10 Lightleak |  |  | https://integritymedicalservice.com/carestream-parts/carestream-cr/6F8524/ |  |  |  | Lakshmi_1 | 55.56 | 5 | 4
HCPB11_40 | Carestream Health | SPAB9794 |  | System Interface Box Assembly | ROHS System Interface Box Assembly | [39 empty] | Brand Name |  | Type | ROHS | Size |  | Color |  | Material |  | Dimensions |  | For Use With | [115 empty] | System Interface Box Assembly |  |  |  | https://pmbiomedical.com/products/img_parts_ay-system-interface-box-rohs_55065 |  |  |  | Asha | 30 | 3 | 7
HCPB11_400 | Getinge Group | ARD567502066 |  | Bulb | 24V 120W Halogen Bulb For OT Surgical | [39 empty] | Brand Name |  | Type | Halogen | Size |  | Color |  | Material |  | Dimensions |  | For Use With | For OT Surgical | Voltage Rating | 23V | Power Rating | 120W | [109 empty] | 10/Pack | Bulb | Halogen Bulb | OT Surgical Bulb |  | https://mahei.de/op-ersatzleuchtmittel/op-halogenlampen-hanaulux-alm-maquet-getinge-merivaara/117/op-lampen-24v-120w-x514-5-stueck | https://mahei.de/en/surgical-halogen-bulbs/117/ot-surgical-bulb-24v-120w-x514-alm-eca002 |  |  | Vinutha | 100 | 14 | 0
HCPB11_401 | Getinge Group | ARD568604524 |  | Charger Board | Mobile Charger Board For LUCEA 50/100 | [39 empty] | Brand Name |  | Type | Mobile | Size |  | Color |  | Material |  | Dimensions |  | For Use With | For LUCEA 50/100 | [114 empty] | Charger Board | Mobile Charger Board |  |  | https://pdfcoffee.com/8000011-lucea-50-100-service-manual-2-ot-light-pdf-free.html | https://www.scribd.com/document/729000160/LUCEA-50-100-SERVMAN-0174201-COMPLETO-EN-ALL |  |  | Vinutha | 80 | 8 | 2
HCPB11_402 | Getinge Group | ARD606107400 |  | Threadlock Solvent | 20g Varnistop 7400 Red Loctite Threadlock Solvent | [9 empty] | ARD606107400 | [9 empty] | https://www.getinge.com/dam/hospital/documents/english/powerled-servicemanual-en-en-global.pdf | [19 empty] | Brand Name | Varnistop 7400 | Type |  | Size |  | Color | Red | Material |  | Dimensions |  | For Use With |  | Volume | 20g | [112 empty] | Threadlock Solvent | Loctite Varnistop 7400 Threadlock Solvent |  |  | https://www.getinge.com/dam/hospital/documents/english/powerled-servicemanual-en-en-global.pdf |  |  |  | Vinutha | 76.92 | 10 | 3
HCPB11_403 | Getinge Group | D348-00-0185 |  | Seal | Special Seal | [39 empty] | Brand Name |  | Type | Special | Size |  | Color |  | Material |  | Dimensions |  | For Use With | [115 empty] | Seal | Special Seal | [6 empty] | Vinutha | 100 | 7 | 0
HCPB11_404 | Getinge Group | D670-00-1162 |  | PCB | Cardiosave Rohs Power Management PCB | [19 empty] | https://www.suscch.eu/Faktury/2020/f201823.pdf | [19 empty] | Brand Name |  | Type | Cardiosave Rohs Power Management | Size |  | Color |  | Material |  | Dimensions |  | For Use With | [115 empty] | PCB | Cardiosave Rohs Power Management PCB |  |  | https://www.suscch.eu/Faktury/2020/f201823.pdf |  |  |  | Vinutha | 77.78 | 7 | 2
HCPB11_405 | Getinge Group | D683-00-0422-02 |  | Chart Paper | Thermal Array Recorder 10 R Chart Paper | [39 empty] | Brand Name |  | Type | Thermal Array Recorder 10 R | Size |  | Color |  | Material |  | Dimensions |  | For Use With | [115 empty] | Chart Paper | Thermal Array Recorder 10 R Chart Paper |  |  | https://www.ugap.fr/sante-3/equipement-biomedical-547/bloc-operatoire-17510/console-de-contrepulsion-aortique-53302/papier-thermique-pour-imprimante-cardiosave-hybride-boite-de-10-rouleaux-1-boite-livree-avec-cardiosave-hybride-p3363931?srsltid=AfmBOooBzmrdEmuCGbu4H-Q7aK9zoTF44mlkgUvpAK5xvS06Sv2NRkf4 |  |  |  | Vinutha | 66.67 | 6 | 3
HCPB11_406 | Getinge Group | DET8666 |  | Switch | Float Switch For 4656, 8666, 910 | [39 empty] | Brand Name |  | Type | Float | Size |  | Color |  | Material |  | Dimensions |  | For Use With | For 4656, 8666, 910 | [114 empty] | Switch | Float Switch | [6 empty] | Vinutha | 100 | 8 | 0
HCPB11_407 | Getinge Group | GSS044 |  | Bracket | Bracket For Sink Chair Carrier, GSS10 Surgical Scrub Sink | [39 empty] | Brand Name |  | Type |  | Size |  | Color |  | Material |  | Dimensions |  | For Use With | For Sink Chair Carrier, GSS10 Surgical Scrub Sink | [114 empty] | Bracket | Sink Chair Carrier Bracket | [6 empty] | Vinutha | 71.43 | 5 | 2
HCPB11_408 | Getinge Group | HM56053010 |  | Spare Bulb | 24V 50W Blue 30S Spare Bulb | [39 empty] | Brand Name |  | Type | 30S | Size |  | Color | Blue | Material |  | Dimensions |  | For Use With |  | Voltage | 24V | Power Rating | 50W | [110 empty] | Spare Bulb | 30S Spare Bulb | [6 empty] | Ranjitha | 100 | 10 | 0
HCPB11_409 | Getinge Group | LUS700-4000-00 |  | Probe Extension Cable | 10ft L Disposable Probe Extension Cable For YSI 400 Temperature Sensor | [39 empty] | Brand Name |  | Type |  | Size |  | Color |  | Material |  | Dimensions |  | For Use With | For YSI 400 Temperature Sensor | Length | 10ft | Disposability | Disposable | [110 empty] | Probe Extension Cable | YSI 400 Temperature Sensor Probe Extension Cable | [6 empty] | Ranjitha | 100 | 9 | 0
HCPB11_41 | Carestream Health | SPAC6271 |  | Handle Assembly | Right Hand Inner Handle Assembly | [39 empty] | Brand Name |  | Type | Right Hand, Inner | Size |  | Color |  | Material |  | Dimensions |  | For Use With | [115 empty] | Handle Assembly | Right Hand Inner Handle Assembly |  |  | https://integritymedicalservice.com/carestream-parts/carestream-revolution-parts/SPAC6271/ | https://pmbiomedical.com/products/img_parts_ay-handle-inner-rh_55282 |  |  | Asha | 60 | 6 | 4
HCPB11_410 | Getinge Group | SS20CIRC0001 |  | Circuit Breaker | 20A 2-Pole Circuit Breaker | [39 empty] | Brand Name |  | Type | 2-Pole | Size |  | Color |  | Material |  | Dimensions |  | For Use With |  | Amperage | 20A | [112 empty] | Circuit Breaker | 2-Pole Circuit Breaker |  | https://documents.cdn.ifixit.com/BJSmctGTBowhfRFf.pdf |  |  |  |  | Ranjitha | 100 | 9 | 0
HCPB11_411 | Getinge Group | VALCK0031 | CMMQ20B | Check Valve | 1/4in 2.50psi NPTF Brass Check Valve |  | Check valves operate on slight differential pressure. Free flow is permitted in the direction of the arrow, positive check in the opposite direction. | [7 empty] | https://deltrolfluid.com/sites/default/files/inline-valve-images/cmmq20b_product_image.jpg | [16 empty] | Elastomer-free (no O-ring) Leak-Tight Ball Check standard for various medias | Bubble-Tight Ball Check with O-ring/Quad ring optional | Compact over-all length | [10 empty] | Brand Name |  | Type |  | Size | 1/4in | Color |  | Material | Brass | Dimensions |  | For Use With |  | Port Type | NPTF | CV Factor | 0.56 | Operating Pressure | 138bar | Flow Rate | 9.50LPM | Cracking Pressure | 2.50psi | Operating Temperature Range | -34 to 93°C | [102 empty] | Check Valve | Brass Check Valve |  |  | https://deltrolfluid.com/products/in-line-valves/check/check-direct-acting/cmmq20b |  |  |  | Ranjitha | 100 | 21 | 0
HCPB11_412 | GE Healthcare | 00-876980-01 |  | Handle | Wig-Wag Brake Handle For OEC 9800 C-Arm System |  | This Handle Brake Wig- Wag provides an assisted lever action where it is attached for adjustment, control and positioning.It is made up of Lexan FL930 VT4001, a type of polycarbonate material that offers tensile strength, dimensional stability, and good corrosion resistance. Designed with a tight, precise fit, the handle assembly comes with a splined mounting which provides sturdy and slip free mounting over the assemblies' splined shaft. This handle assembly is used in the mainframe, brake and C-arm assemblies of the GE OEC C-Arm 9600, 9800C systems. | [7 empty] | https://i.ebayimg.com/images/g/Ck8AAOSwoeBkWr~Z/s-l1600.webp | https://i.ebayimg.com/images/g/aSUAAOSwtMBkWpCk/s-l960.webp | https://i.ebayimg.com/images/g/Qz8AAOSwpc1kWpCj/s-l960.webp | https://i.ebayimg.com/images/g/92UAAOSww4ZkWpCj/s-l960.webp | [6 empty] | https://documents.cdn.ifixit.com/EQxVOcPjQSQYyDRo.pdf | [6 empty] | Easy to Install | Reliable Operation | High Strength and Lightweight | Textured Finish | [9 empty] | Brand Name |  | Type | Wig-Wag Brake | Size |  | Color |  | Material |  | Dimensions |  | For Use With | For OEC 9600, 9800 C-Arm System | [114 empty] | Brake Handle | Wig-Wag Brake Handle | C-Arm Brake Handle | https://services.gehealthcare.com/gehcstorefront/p/00-876980-01 | https://www.ebay.com/itm/235004812485 |  |  |  | Ashok | 95.24 | 20 | 1
HCPB11_413 | GE Healthcare | 00-877286-01 |  | Cover | X-Ray Tube Cover For OEC 9800 C-Arm System | [19 empty] | https://documents.cdn.ifixit.com/EQxVOcPjQSQYyDRo.pdf | [19 empty] | Brand Name |  | Type | X-Ray Tube | Size |  | Color |  | Material |  | Dimensions |  | For Use With | For OEC 9800 C-Arm System | [114 empty] | Tube Cover | X-Ray Tube Cover | C-Arm X-Ray Tube Cover | https://services.gehealthcare.com/gehcstorefront/p/00-877286-01 |  |  |  |  | Ashok | 90.91 | 10 | 1
HCPB11_414 | GE Healthcare | 00-878444-02 |  | Foot Switch | Wired Foot Switch For OEC Mini 6600 C-Arm System | [9 empty] | https://i.ebayimg.com/00/s/MTIwMFgxNjAw/z/muYAAOSwO2BnI6jc/$_1.JPG?set_id=880000500F | https://i.ebayimg.com/00/s/MTIwMFgxNjAw/z/ms4AAOSwiepnI6jZ/$_1.JPG?set_id=880000500F | https://i.ebayimg.com/00/s/MTIwMFgxNjAw/z/KAgAAOSw2~9nI6jN/$_1.JPG?set_id=880000500F | https://i.ebayimg.com/00/s/MTIwMFgxNjAw/z/bR0AAOSwrJlnI6jN/$_1.JPG?set_id=880000500F | [26 empty] | Brand Name |  | Type | Wired | Size |  | Color |  | Material |  | Dimensions |  | For Use With | For OEC Mini 6600 C-Arm System | [114 empty] | Foot Switch | Wired Foot Switch |  |  | https://www.minicarm.com/product/oec-6800-wired-foot-switch-00-878444-02/ | https://www.novarium.net/vendita/prodotto/?pid=17040301133584 |  |  | Ashok | 92.86 | 13 | 1
HCPB11_415 | GE Healthcare | 00-878908-03 |  | Driver Board | Green Generator Driver Board For OEC 800 C-Arm System | [9 empty] | https://www.blockimaging.com/hubfs/Parts/34548_00-878908-03%20(2).jpg | https://www.blockimaging.com/hubfs/Parts/34548_00-878908-03%20(3).jpg | https://www.blockimaging.com/hubfs/Parts/34548_00-878908-03%20(5).jpg | https://www.blockimaging.com/hubfs/Parts/34548_00-878908-03%20(4).jpg | [26 empty] | Brand Name |  | Type | Generator | Size |  | Color | Green | Material |  | Dimensions |  | For Use With | For OEC 800 C-Arm System | [114 empty] | Driver Board | Generator Driver Board |  | https://services.gehealthcare.com/gehcstorefront/p/00-878908-03 | https://www.blockimaging.com/parts/00-878908-03-oec-c-arm-green-generator-driver-board |  |  |  | Ashok | 93.33 | 14 | 1
HCPB11_416 | GE Healthcare | 00-878932-01 |  | Handle | Left Rear Handle For OEC 8800 C-Arm System, OEC 9600 C-Arm System | [9 empty] | https://i.ebayimg.com/images/g/X8oAAOSw6SVkW7NS/s-l1600.webp | https://i.ebayimg.com/images/g/aFMAAOSw-~NkWntG/s-l960.webp | https://i.ebayimg.com/images/g/~LUAAOSwQbdkWntG/s-l960.webp | https://i.ebayimg.com/images/g/ybsAAOSwCBFkWntH/s-l960.webp | https://i.ebayimg.com/images/g/3toAAOSwEKBkWntG/s-l960.webp | [25 empty] | Brand Name |  | Type | Left Rear | Size |  | Color |  | Material |  | Dimensions |  | For Use With | For OEC 8800 C-Arm System, OEC 9600 C-Arm System | [114 empty] | Rear Handle | Left Rear Handle |  | https://services.gehealthcare.com/gehcstorefront/p/00-878932-01 | https://www.ebay.com/itm/235004735844 |  |  |  | Ashok | 93.33 | 14 | 1
HCPB11_417 | GE Healthcare | 00-879004-06 |  | Assembly | Video Control Printed Circuit Board Assembly For C-Arm System | [9 empty] | https://medparts24.com/36910-large_default/oec-8800-video-controller-c-arm-p-n-00-879004-06.jpg | https://medparts24.com/36911-large_default/oec-8800-video-controller-c-arm-p-n-00-879004-06.jpg | https://medparts24.com/36912-large_default/oec-8800-video-controller-c-arm-p-n-00-879004-06.jpg | [27 empty] | Brand Name |  | Type | Video Control, Printed Circuit Board | Size |  | Color |  | Material |  | Dimensions |  | For Use With | For C-Arm System | [114 empty] | Circuit Board Assembly | Printed Circuit Board Assembly |  | https://services.gehealthcare.com/gehcstorefront/p/00-879004-06 | https://medparts24.com/c-arm/286-oec-8800-video-controller-c-arm-p-n-00-879004-06.html |  |  |  | Ashok | 92.31 | 12 | 1
HCPB11_418 | GE Healthcare | 00-879186-01 |  | Assembly | External Interface PCB Assembly For OEC 9800 C-Arm System | [9 empty] | https://services.gehealthcare.com/medias/00-879186-02-P1.jpg?context=bWFzdGVyfGltYWdlc3wyMTM3NjJ8aW1hZ2UvanBlZ3xhVzFoWjJWekwyaG1NUzlvTmpZdk9EZzNOemMzTkRFM05qSTROaTVxY0djfDVkNTE3NjU4OGRmNzRlZGVlY2Y2ZjRjNTYzMGNlNjMzNTMwMDEyMDJjN2Y3ZDFiN2I1NjYyNDhkZTMyZGYyMzE | [9 empty] | https://documents.cdn.ifixit.com/6lJTQHQgLrjigiyL.pdf | [6 empty] | External Interface Board | Created Junction Between Workstation and ARCNET, Injectors, Lights, Door-Interlock Switch | Ethernet Connector | Easy to Connect and Disconnect | Compact design | Reliable performance | Flamability Ratng of 94V-0 | [6 empty] | Brand Name |  | Type | External Interface PCB | Size |  | Color |  | Material |  | Dimensions |  | For Use With | For OEC 9800 C-Arm System | [114 empty] | Interface PCB Assembly | External Interface PCB Assembly |  | https://services.gehealthcare.com/gehcstorefront/p/00-879186-02 | https://meditegic.com/00-879186-01-external-interface-board-for-oec-9800-carm-0087918601-pn-0087918601/ |  |  |  | Ashok | 94.74 | 18 | 1
HCPB11_419 | GE Healthcare | 00-879343-01 |  | Actuator | Left Hand Actuator For OEC 9800 C-Arm System | [19 empty] | https://documents.cdn.ifixit.com/EQxVOcPjQSQYyDRo.pdf | [19 empty] | Brand Name |  | Type | Left Hand | Size |  | Color |  | Material |  | Dimensions |  | For Use With | For OEC 9800 C-Arm System | [114 empty] | Hand Actuator | Left Hand Actuator | C-Arm Actuator | https://services.gehealthcare.com/gehcstorefront/p/00-879343-01 | https://glorymedimaging.com/product/actuator-left-handle-00-879343-01/ |  |  |  | Ashok | 91.67 | 11 | 1
HCPB11_42 | Carestream Health | SPAC6272 |  | Handle Assembly | Left Hand Inner Handle Assembly | [39 empty] | Brand Name |  | Type | Left Hand, Inner | Size |  | Color |  | Material |  | Dimensions |  | For Use With | [115 empty] | Handle Assembly | Left Hand Inner Handle Assembly |  |  | https://integritymedicalservice.com/carestream-parts/carestream-revolution-parts/SPAC6272/ | https://pmbiomedical.com/products/img_parts_ay-handle-inner-lh_55283 |  |  | Asha | 60 | 6 | 4
HCPB11_420 | GE Healthcare | 00-879394-02 |  | Insert | Handle Insert For OEC 9800 C-Arm System | [9 empty] | https://services.gehealthcare.com/medias/00-879394-02-P1.jpg?context=bWFzdGVyfGltYWdlc3wzNzQxMzJ8aW1hZ2UvanBlZ3xhVzFoWjJWekwyZ3dNQzlvTTJJdk9EZzNOemMzTkRJd09UQTFOQzVxY0djfGI4Y2ZkYjgzYWU1NzQyYzZkYjFlM2EwYmM2MjliYWZmYzA5NWZmZjI2ODJiZmY0YmU4NGM4Y2I1NGU4NWNhOWQ | [9 empty] | https://documents.cdn.ifixit.com/EQxVOcPjQSQYyDRo.pdf | [19 empty] | Brand Name |  | Type | Handle | Size |  | Color |  | Material |  | Dimensions |  | For Use With | For OEC 9800 C-Arm System | [114 empty] | Handle Insert | C-Arm Handle Insert |  | https://services.gehealthcare.com/gehcstorefront/p/00-879394-02 |  |  |  |  | Ashok | 90.91 | 10 | 1
HCPB11_421 | GE Healthcare | 00-880317-02 |  | Assembly | Power Control PCB Assembly For MiniView 6800 C-Arm System | [9 empty] | https://medparts24.com/36872-large_default/oec-8800-9800-power-control-c-arm-p-n-00-880317-02.jpg | https://medparts24.com/36873-large_default/oec-8800-9800-power-control-c-arm-p-n-00-880317-02.jpg | https://medparts24.com/36874-large_default/oec-8800-9800-power-control-c-arm-p-n-00-880317-02.jpg | [27 empty] | Brand Name |  | Type | Power Control PCB | Size |  | Color |  | Material |  | Dimensions |  | For Use With | For MiniView 6800 C-Arm System, UroView 2800 System | [114 empty] | PCB Assembly | Power Control PCB Assembly |  | https://services.gehealthcare.com/gehcstorefront/p/00-880317-02 | https://medparts24.com/c-arm/281-oec-8800-9800-power-control-c-arm-p-n-00-880317-02.html |  |  |  | Ashok | 92.31 | 12 | 1
HCPB11_422 | GE Healthcare | 00-880324-01 |  | Assembly | Printed Circuit Board Assembly For OEC 8800 C-Arm System | [9 empty] | https://i.ebayimg.com/images/g/6YgAAOSwShJlXkJf/s-l1600.webp | [29 empty] | Brand Name |  | Type | Printed Circuit Board | Size |  | Color |  | Material |  | Dimensions |  | For Use With | For OEC 8800 C-Arm System, OEC 9900 Elite C-Arm System | [114 empty] | Circuit Board Assembly | Printed Circuit Board Assembly |  | https://services.gehealthcare.com/gehcstorefront/p/00-880324-01 | https://www.ebay.com/itm/115936988300 | https://medparts24.com/c-arm/298-oec-8800-9800-control-panel-processor-i-o-c-arm-p-n-00-880324-01.html |  |  | Ashok | 91.67 | 11 | 1
HCPB11_423 | GE Healthcare | 00-880534-03 |  | Assembly | Left Foot Switch Cable Assembly For Display Control-External Monitor | [39 empty] | Brand Name |  | Type | Left Foot Switch Cable | Size |  | Color |  | Material |  | Dimensions |  | For Use With | For Display Control-External Monitor, OEC 9800 C-Arm System | [114 empty] | Switch Cable Assembly | Left Foot Switch Cable Assembly |  | https://services.gehealthcare.com/gehcstorefront/p/00-880534-03 |  |  |  |  | Ashok | 88.89 | 8 | 1
HCPB11_424 | GE Healthcare | 00-880820-01 |  | Assembly | Brake Shoe Assembly For OEC 9800 C-Arm System | [9 empty] | https://services.gehealthcare.com/medias/00-880820-01-P1.jpg?context=bWFzdGVyfGltYWdlc3w0NTU0NDh8aW1hZ2UvanBlZ3xhVzFoWjJWekwyaG1ZeTlvTldJdk9EZzNOemMzTkRVd016azJOaTVxY0djfDM5NmRhMmRkZGUyMGI5MmJjZjRkY2FiNTY1MWQzMTRjMzJlNGNhZGFlOTFhMmFhMDcxZTdmYzY2M2I1NDE5ZTY | [9 empty] | https://documents.cdn.ifixit.com/EQxVOcPjQSQYyDRo.pdf | [19 empty] | Brand Name |  | Type | Brake Shoe | Size |  | Color |  | Material |  | Dimensions |  | For Use With | For OEC 9800 C-Arm System | [114 empty] | Shoe Assembly | Brake Shoe Assembly | C-Arm Brake Shoe Assembly | https://services.gehealthcare.com/gehcstorefront/p/00-880820-01 |  |  |  |  | Ashok | 91.67 | 11 | 1
HCPB11_425 | GE Healthcare | 00-882618-02 |  | Assembly | Three Pedal Cardiac Footswitch Assembly For OEC 9900 Elite C-Arm System | [9 empty] | https://services.gehealthcare.in/medias/00-882618-02.jpg?context=bWFzdGVyfGltYWdlc3w5OTc4MHxpbWFnZS9qcGVnfGFXMWhaMlZ6TDJnellpOW9ZbVF2T0Rnek1ETTFNREl5T1RVek5DNXFjR2N8MGZlYjcwOWZlYWI5N2RkNmVjYzg4OGRjZmM4ZDFlZGYzOTZhNzY1MzIyZmE4NzQ3M2RkMTA3NTNlMWJlMTkzNQ | [29 empty] | Brand Name |  | Type | Three Pedal Cardiac Footswitch | Size |  | Color |  | Material |  | Dimensions |  | For Use With | For OEC 9800 C-Arm System, OEC 9900 Elite C-Arm System | [114 empty] | Footswitch Assembly | Cardiac Footswitch Assembly | Three Pedal Footswitch Assembly | https://services.gehealthcare.com/gehcstorefront/p/00-882618-02 | https://suntronixmedicalimaging.com/product/geoec-foot-switch-00-882618-02/ |  |  |  | Ashok | 91.67 | 11 | 1
HCPB11_426 | GE Healthcare | 00-882618-03 |  | Assembly | Three Pedal Footswitch Assembly For OEC UroView 2800 System | [9 empty] | https://i.ebayimg.com/00/s/OTYwWDk2MA==/z/FIcAAOSw2A1mtmVY/$_57.JPG?set_id=880000500F | [29 empty] | Brand Name |  | Type | Three Pedal Footswitch | Size |  | Color |  | Material |  | Dimensions |  | For Use With | For OEC UroView 2800 System | [114 empty] | Three Pedal Cardiac Footswitch Assembly For OEC 9900 Elite C-Arm |  |  | https://services.gehealthcare.com/gehcstorefront/p/00-882618-03 | https://chepestdiscount.ru/product/256598316647 |  |  |  | Ashok | 66.67 | 8 | 4
HCPB11_427 | GE Healthcare | 00-883964-01 |  | Assembly | Orbital C Brake Assembly For OEC MiniView 6800 C-arm | [9 empty] | https://i.ebayimg.com/images/g/YhcAAOSwJN5hP8U8/s-l1600.webp | https://i.ebayimg.com/images/g/u8sAAOSwrYRhP8U7/s-l960.webp | https://i.ebayimg.com/images/g/LNUAAOSw0FlhP8U9/s-l960.webp | [27 empty] | Brand Name |  | Type | Orbital C Brake | Size |  | Color |  | Material |  | Dimensions |  | For Use With | For OEC MiniView 6800 C-arm System | [114 empty] | Brake Assembly | Orbital C Brake Assembly |  | https://services.gehealthcare.com/gehcstorefront/p/00-883964-01 | https://www.ebay.com/itm/234982388945 |  |  |  | Ashok | 92.31 | 12 | 1
HCPB11_428 | GE Healthcare | 00-884594-02 |  | Adapter | Printed Circuit Board Display Adapter For OEC UroView 2800 System | [9 empty] | https://services.gehealthcare.com/medias/00-884594-02.jpg?context=bWFzdGVyfGltYWdlc3w0NzA3NHxpbWFnZS9qcGVnfGFXMWhaMlZ6TDJoa01pOW9aV1V2T0RnME1Ea3pOVGN6TlRNeU5pNXFjR2N8NzQzZTVkMDhjNTMwMGZjNjMxYmZmYmI4ZGVlZWMwMzk5Mjg5YzUwMmM5YzVhMTQ2YmIwYjJhNmZkZTliMDQ4OA | [29 empty] | Brand Name |  | Type | Printed Circuit Board Display | Size |  | Color |  | Material |  | Dimensions |  | For Use With | For OEC UroView 2800 System, OEC MiniView 6800 C-arm | [114 empty] | Display Adapter | Printed Circuit Board Display Adapter | Printed Circuit Board Display Adapter For OEC UroView 2800 System | https://services.gehealthcare.com/gehcstorefront/p/00-884594-02 | https://www.blockimaging.com/parts/00-884594-02-oec-c-arm-display-adapter-s2-works-with-celeron-sbc-board |  |  |  | Ashok | 91.67 | 11 | 1
HCPB11_429 | GE Healthcare | 00-885734-01 |  | Assembly | Precharge Assembly With Printed Circuit Board For OEC 8800 C-Arm System | [39 empty] | Brand Name |  | Type | Precharge | Size |  | Color |  | Material |  | Dimensions |  | For Use With | For OEC 8800 C-Arm System | With | With Printed Circuit Board | [112 empty] | Precharge Assembly | Precharge Assembly With PCB |  | https://services.gehealthcare.com/gehcstorefront/p/00-885734-01 |  |  |  |  | Ashok | 90 | 9 | 1
HCPB11_43 | Carestream Health | SPAC8811 |  | Battery Pack | Battery Pack For Vieworks Model FXRB-01A | [39 empty] | Brand Name |  | Type |  | Size |  | Color |  | Material |  | Dimensions |  | For Use With | For Vieworks Model FXRB-01A | [114 empty] | Battery Pack |  |  |  | https://integritymedicalservice.com/carestream-parts/focus-pro/SPAC8811/ | https://store.zrgmedical.com/products/spac8811-battery-pack-vieworks-model-fxrb-01a | https://pmbiomedical.com/products/img_parts_battery-pack-vieworks-model-fxrb-01a_55364 |  | Asha | 90 | 9 | 1
HCPB11_430 | GE Healthcare | 00-886237-01 |  | Assembly | Cine Bridge Printed Circuit Board Assembly For OEC 9900 C-Arm System | [9 empty] | https://services.gehealthcare.com/medias/00-886237-01.jpg?context=bWFzdGVyfGltYWdlc3w0MzY5NDN8aW1hZ2UvanBlZ3xhVzFoWjJWekwyZzNPQzlvWlRZdk9EZzVNRE0xT0RBM01UTXlOaTVxY0djfDRkZmUzOTM2Nzc0NzIxOTMxZjdiZjlhOTMwNjAyZWVhZjlkOGRlOTFkOWI4ODIyMmJlMTM0OTE2NWFiYmNlY2E | [29 empty] | Brand Name |  | Type | Cine Bridge Printed Circuit Board | Size |  | Color |  | Material |  | Dimensions |  | For Use With | For OEC 9900 C-Arm System | [114 empty] | Printed Circuit Board Assembly | Cine Bridge Printed Circuit Board Assembly | Cine Bridge Printed Circuit Board Assembly For OEC 9900 C-Arm System | https://services.gehealthcare.com/gehcstorefront/p/00-886237-01 | https://www.blockimaging.com/parts/00-886237-01-oec-c-arm-cine-bridge-board |  |  |  | Ashok | 91.67 | 11 | 1
HCPB11_431 | GE Healthcare | 00-887076-01 |  | Handle | Workstation Arched Handle For OEC 9900 Elite C-Arm System | [39 empty] | Brand Name |  | Type | Workstation Arched | Size |  | Color |  | Material |  | Dimensions |  | For Use With | For OEC 9900 Elite C-Arm System, OEC 9900 Elite C-Arm System | [114 empty] | Arched Handle | Workstation Arched Handle | Workstation Arched Handle For OEC 9900 Elite C-Arm System | https://services.gehealthcare.com/gehcstorefront/p/00-887076-01 | https://pdfcoffee.com/9900elite-illustrated-part-book-pdf-free.html |  |  |  | Ashok | 90.91 | 10 | 1
HCPB11_432 | GE Healthcare | 00-888735-01 |  | Assembly Kit | Upgrade WIG-WAG Brake Pad Assembly Kit For OEC 9800 C-Arm System | [9 empty] | https://services.gehealthcare.com/medias/00-888735-01-P1.jpg?context=bWFzdGVyfGltYWdlc3wzNzc1NTN8aW1hZ2UvanBlZ3xhVzFoWjJWekwyaGhNeTlvWXprdk9Ea3hNRGd5TVRrNE1qSXpPQzVxY0djfDgwMDkwNjgxMDA3NTQzOTI2MjkyZjlmMTMxNjdkOTdjNDM3YWFlMmRjZGM4NTU1YzMzMTJhMTJjMTBmNDE1NGU | [29 empty] | Brand Name |  | Type | Upgrade WIG-WAG Brake Pad | Size |  | Color |  | Material |  | Dimensions |  | For Use With | For OEC 9800, 9900 C-Arm System | [114 empty] | Brake Pad Assembly Kit | WIG-WAG Brake Pad Assembly Kit | Upgrade WIG-WAG Brake Pad Assembly Kit For OEC 9800 C-Arm System | https://services.gehealthcare.com/gehcstorefront/p/00-888735-01 |  |  |  |  | Ashok | 90.91 | 10 | 1
HCPB11_433 | GE Healthcare | 00-900689-01 |  | Power Supply | Quad Output Power Supply For OEC UroView 2600 System | [39 empty] | Brand Name |  | Type | Quad Output | Size |  | Color |  | Material |  | Dimensions |  | For Use With | For OEC 9600 C-arm, OEC UroView 2800 System, OEC UroView 2600 System | [114 empty] | Quad Output Power Supply | UroView System Power Supply |  | https://services.gehealthcare.com/gehcstorefront/p/00-900689-01 |  |  |  |  | Ashok | 88.89 | 8 | 1
HCPB11_434 | GE Healthcare | 00-901077-01 |  | Wheel | 8in Plastic Steering Wheel For OEC 9600/9800/9900 C-Arm System | [9 empty] | https://suntronixmedicalimaging.com/wp-content/uploads/2018/12/00-901077-01.jpg | [29 empty] | Brand Name |  | Type | Steering | Size | 8in | Color |  | Material | Plastic | Dimensions |  | For Use With | For OEC 9600/9800/9900 C-Arm System | [114 empty] | Wheel | Steering Wheel | C-Arm System Steering Wheel | https://services.gehealthcare.com/gehcstorefront/p/00-901077-01 | https://suntronixmedicalimaging.com/product/geoec-wheel-00-901077-01/ | https://www.ebay.com/itm/235485941014 |  |  | Ashok | 93.33 | 14 | 1
HCPB11_435 | GE Healthcare | 00-901141-04 |  | Assembly | Hi-Voltage Control Cable Assembly For OEC 9800 C-ARM System | [9 empty] | https://www.blockimaging.com/hubfs/Parts/28300_00-901141-04%20(2).jpg | [29 empty] | Brand Name |  | Type | Hi-Voltage Control Cable | Size |  | Color |  | Material |  | Dimensions |  | For Use With | For OEC 9800 C-ARM System | [114 empty] | Cable Assembly | Hi-Voltage Control Cable Assembly |  | https://services.gehealthcare.com/gehcstorefront/p/5694681-01 | https://www.blockimaging.com/parts/00-901141-04-oec-c-arm-hv-cable | https://www.ebay.com/itm/235251563922 |  |  | Ashok | 91.67 | 11 | 1
HCPB11_436 | GE Healthcare | 00-901151-01 |  | Assembly | Control Panel Assembly For OEC 9800 C-ARM System | [9 empty] | https://medparts24.com/37492-large_default/ge-right-control-panel-pn-00-879502-06-00-901151-01-for-ge-c-arm.jpg | https://medparts24.com/37493-large_default/ge-right-control-panel-pn-00-879502-06-00-901151-01-for-ge-c-arm.jpg | https://medparts24.com/37496-large_default/ge-right-control-panel-pn-00-879502-06-00-901151-01-for-ge-c-arm.jpg | [27 empty] | Brand Name |  | Type | Control Panel | Size |  | Color |  | Material |  | Dimensions |  | For Use With | For OEC 9800 C-ARM System | [114 empty] | Panel Assembly | Control Panel Assembly |  | https://services.gehealthcare.com/gehcstorefront/p/00-901151-01 | https://medparts24.com/c-arm/11643-ge-right-control-panel-pn-00-879502-06-00-901151-01-for-ge-c-arm.html |  |  |  | Ashok | 92.31 | 12 | 1
HCPB11_437 | GE Healthcare | 00-901400-01 |  | Power Supply | +5/+12 Workstation Power Supply For OEC MiniView 6800 C-Arm System | [9 empty] | https://shop.gehealthcare.ca/medias/00-901400-01-P1.jpg?context=bWFzdGVyfGltYWdlc3wyNjg3MDF8aW1hZ2UvanBlZ3xhVzFoWjJWekwyZ3dOQzlvTkRZdk9EZzROVFEzTkRnMU1qZzVOQzVxY0djfGEwYmVjNzQwNWI2ZTkxNWI5YmZkYTU1Mzk1YmZiYzgxODc5MjFlZjAzNWMzY2E4OGI1OGZiNTAzMDVlYjRkZjA | [9 empty] | https://documents.cdn.ifixit.com/6lJTQHQgLrjigiyL.pdf | [6 empty] | Remote sense on main output | Single wire current sharing | Built-in EMI filter | Efficiency of 75% typical at full load | [9 empty] | Brand Name |  | Type | +5/+12 Workstation | Size |  | Color |  | Material |  | Dimensions |  | For Use With | For OEC MiniView 6800 C-Arm System | [114 empty] | Workstation Power Supply | C-Arm System Power Supply |  | https://services.gehealthcare.com/gehcstorefront/p/00-901400-01 |  |  |  |  | Ashok | 93.33 | 14 | 1
HCPB11_438 | GE Healthcare | 00-901523-04 |  | Clutch | 45 in-oz Green Friction Clutch For OEC 9800 C-ARM System | [9 empty] | https://services.gehealthcare.com/medias/00-901523-04-P1.jpg?context=bWFzdGVyfGltYWdlc3wzOTk5MDZ8aW1hZ2UvanBlZ3xhVzFoWjJWekwyaGxOUzlvWVdVdk9EZzROVFEzTkRreE9EUXpNQzVxY0djfDBmZjYyODdiZDYwMWMwMDk0OWQ5NWM2NThmMjhmYmYyODIyZmJlY2UyMDY1MjU0NGYxZjJhMjg5MWIyZDRiOGE | [16 empty] | High Corrosion Resistance | Good Wear Resistance Urethane Rollers | Torque Limiting Clutch | Stainless Steel Mounting Arms | [9 empty] | Brand Name |  | Type | Friction | Size |  | Color | Green | Material |  | Dimensions |  | For Use With | For OEC 9800 C-ARM System | Static Torque | 45 in-oz | [112 empty] | Friction Clutch | C-ARM System Friction Clutch |  | https://services.gehealthcare.com/gehcstorefront/p/00-901523-04 |  |  |  |  | Ashok | 93.75 | 15 | 1
HCPB11_439 | GE Healthcare | 00-901588-01-OEC |  | Drape Pack | 12in Steril Disposables Drape Pack For OEC 6800 C-Arm System | [26 empty] | For use with 12"II OEC C-arm for OEC Elite, 9900, 9800, 9600, Brivo | Sterile disposable pack includes four items: drape for C-arm, II, and X-ray tube, cover for footswitch | [11 empty] | Brand Name |  | Type |  | Size | 12in | Color |  | Material |  | Dimensions |  | For Use With | For OEC 6800 C-Arm System |  | Sterility | Steril | Usage | Disposable | Latex/Latex-Free | Latex-Free | [106 empty] | 20/Case | Drape Pack | Steril Drape Pack | Disposable Drape Pack | https://services.gehealthcare.com/gehcstorefront/p/00-901588-01-OEC | https://mms.mckesson.com/product/653678/GE-Healthcare-00-901588-01-OEC | https://www.graylinemedical.com/products/ge-medical-c-arm-surgical-drapes-miniview-6800-c-arm-drape-disposable-12-00-901588-01-oec?srsltid=AfmBOoqPCH2F4QmfwxjUFJs9Pzn4uMSGzJal2Mp66nQjRH9KrDwWTWGa |  |  | Ashok | 88.89 | 16 | 2
HCPB11_44 | Carestream Health | SPAD0015 |  | Service Assembly Kit | Service Assembly Kit For Collimator Shaft | [9 empty] | https://www.medicaloutfittersparts.com/web/image/product.product/14690/image_1024/%5BSPAD0015%5D%20Carestream%20Service%20Assembly%20Kit%2C%20Collimator%20Shaft%2C%20PN%20SPAD0015?unique=34fa139 | [29 empty] | Brand Name |  | Type |  | Size |  | Color |  | Material |  | Dimensions |  | For Use With | For Collimator Shaft | [114 empty] | Service Assembly Kit |  |  |  | https://www.medicaloutfittersparts.com/shop/spad0015-carestream-service-assembly-kit-collimator-shaft-pn-spad0015-27457 | https://integritymedicalservice.com/carestream-parts/carestream-revolution-parts/SPAD0015/ |  |  | Asha | 80 | 8 | 2
HCPB11_440 | GE Healthcare | 12-225106-06 |  | Screw | 6-32 x 3/8in Torx Pan Head Screw For OEC Mobile C-Arms | This screw is a pan head screw with a its six point star design on the screw head. The screw is 3/8 inch long and has #6-32 UNC threads. This fastener features a (SEMS type) one-piece screw and washer assembly which results in a quicker and easier installations over a two-piece screw and washer assembly. Fasteners like these are known for their ability to prevent screw damage and enable the user to exert a high amount of torque damaging the product.The part is made of high quality steel material and is also zinc electroplated to enhance its corrosion resistance. This coating forms a physical barrier that prevents rust from reaching the underlying metal surface. The assembly is RoHS compliant and approved to safety standards. This screw is used with the assembly for OEC Mobile C-Arms. | [8 empty] | https://services.gehealthcare.com/medias/12-225106-06-P1.jpg?context=bWFzdGVyfGltYWdlc3wyMzA1NDd8aW1hZ2UvanBlZ3xhVzFoWjJWekwyZzVOaTlvTTJJdk9EZzNOemMzTmpZNU9UUXlNaTVxY0djfGI0MzhjYjZhM2U0MGZkY2Y0MjgxNmQ2MWRmZjNmY2IwZDMyMjc3ZWY1YjUzNGJkMzk2OWMzZmJhZTJiZWNhZmI | [16 empty] | Integrated screw and washer assembly | RoHS Compliant | Good Durability | Anti-corrosive | High strength | Pan head with Torx drive | Integrated screw and washer assembly | RoHS Compliant | [5 empty] | Brand Name |  | Type | Pan Head | Size |  | Color |  | Material |  | Dimensions | 6-32 x 3/8in | For Use With | For OEC Mobile C-Arms |  | Drive Type | Torx | [111 empty] | Pan Head Screw | Torx Pan Head Screw |  | https://services.gehealthcare.com/gehcstorefront/p/12-225106-06 |  |  |  |  | Ashok | 86.36 | 19 | 3
HCPB11_441 | GE Healthcare | 5260471 |  | Assembly | Video Control Printed Wire Board Assembly For OEC 9800 C-Arm | [9 empty] | https://services.gehealthcare.com/medias/5260471.jpg?context=bWFzdGVyfGltYWdlc3wxMTk3NzB8aW1hZ2UvanBlZ3xhVzFoWjJWekwyZ3hPUzlvTW1Rdk9EZ3pNRFF3TnpJM09EWXlNaTVxY0djfDg5MWNkNmViNDE1MTk5YmY3NGFjMzlkZGZmN2IwNDE1YjI3OGIzNDhjNGVlZTkyMmM3M2JiODhlZGQ4N2JiZGY | [29 empty] | Brand Name |  | Type | Video Control, Printed Wire Board | Size |  | Color |  | Material |  | Dimensions |  | For Use With | For OEC 9800 C-Arm | [114 empty] | Wire Board Assembly | Printed Wire Board Assembly | Video Control Wire Board Assembly | https://services.gehealthcare.com/gehcstorefront/p/5260471 | https://www.ebay.com/itm/235650311102 |  |  |  | Ashok | 91.67 | 11 | 1
HCPB11_442 | GE Healthcare | 5309876 |  | Assembly | Cine Bridge 2nd Generation Board Assembly For OEC 9900 C-ARM System | [9 empty] | https://www.blockimaging.com/hubfs/Parts/5309376_35822.jpg | https://www.blockimaging.com/hubfs/Parts/35822_5309876%20(2).jpg | https://www.blockimaging.com/hubfs/Parts/35822_5309876%20(3).jpg | [27 empty] | Brand Name |  | Type | Cine Bridge 2nd Generation Board | Size |  | Color |  | Material |  | Dimensions |  | For Use With | For OEC 9900 C-ARM System | [114 empty] | Cine Bridge Board Assembly | 2nd Generation Board Assembly | Cine Bridge 2nd Generation Board Assembly For OEC 9900 C-ARM System | https://services.gehealthcare.com/gehcstorefront/p/5309876 | https://www.blockimaging.com/parts/5309876-oec-c-arm-cine-bridge-gen-2-board | https://www.ebay.ca/itm/334888178875 |  |  | Ashok | 93.33 | 14 | 1
HCPB11_443 | GE Healthcare | 5315470 |  | Control Board | Version 2 ISD Power Control Board For OEC 9900 C-Arm System | [9 empty] | https://services.gehealthcare.com/medias/5315470-P1.jpg?context=bWFzdGVyfGltYWdlc3w1NDcwNDJ8aW1hZ2UvanBlZ3xhVzFoWjJWekwyZzFPQzlvT0RFdk9EZzNOemt3TXpjME1EazFPQzVxY0djfGFjZmY4NDM5Mzc5ZDNlZTIwNWI1N2JiY2I2N2Q3OTEzZjFhMzQ1ODc0ZTcxY2U2NDM4MTllZDYyNGFhZTU4ZTI | [29 empty] | Brand Name |  | Type | Version 2 ISD Power | Size |  | Color |  | Material |  | Dimensions |  | For Use With | For OEC 9900 C-Arm System | [114 empty] | Power Control Board | ISD Power Control Board | Version 2 ISD Power Control Board | https://services.gehealthcare.com/gehcstorefront/p/5315470 | https://www.ebay.com/itm/235854791082 |  |  |  | Ashok | 91.67 | 11 | 1
HCPB11_444 | GE Healthcare | 5318470FS |  | PCB | Fluoro Functions PCB For OEC 9900, 9800 C-Arm System | [9 empty] | https://services.gehealthcare.com/medias/5318470FS.jpg?context=bWFzdGVyfGltYWdlc3wxNTI2MDl8aW1hZ2UvanBlZ3xhVzFoWjJWekwyaGpNUzlvT1dJdk9EZ3pNRFF4TURreE5UZzNNQzVxY0djfDQ2ZjIyZjk0OGZmMzdiZGE5Yjc4ODRjZGQ0MTA3MDQ4NGExZmRhMDFiNzhhNDU2ODU5YjI5ZDBiYTA4NWZlODU | [16 empty] | Three Independent Communication Channels | Two LED's for displaying status information | Radio Frequency Interference (RFI) Filters on inputs | Output port for diagnostic purpose | Reliable performance | RoHS Compliant | [7 empty] | Brand Name |  | Type | Fluoro Functions | Size |  | Color |  | Material |  | Dimensions |  | For Use With | For OEC 9900, 9800 C-Arm System | [114 empty] | Functions PCB | Fluoro Functions PCB |  | https://services.gehealthcare.com/gehcstorefront/p/5318470FS | https://suntronixmedicalimaging.com/product/ge-oec-board-5318470fs/ |  |  |  | Ashok | 94.12 | 16 | 1
HCPB11_445 | GE Healthcare | 5324216 |  | Assembly Kit | Inspection Instructions & Collimator Assembly Kit For OEC 9900 C-Arm System | [9 empty] | https://i.ebayimg.com/images/g/zoYAAOSwbaJjd5Dk/s-l1600.webp | https://i.ebayimg.com/images/g/fQoAAOSweE1jd5Eg/s-l960.webp | [28 empty] | Brand Name |  | Type | Inspection Instructions & Collimator | Size |  | Color |  | Material |  | Dimensions |  | For Use With | For OEC 9900 C-Arm System | [114 empty] | Collimator Assembly Kit | Inspection Instructions & Collimator Assembly Kit |  | https://services.gehealthcare.com/gehcstorefront/p/5324216 | https://www.ebay.com/itm/325429493630 | https://www.blockimaging.com/parts/5324216-oec-c-arm-dual-leaf-tungsten-non-cardiac-collimator |  |  | Ashok | 92.31 | 12 | 1
HCPB11_446 | GE Healthcare | 5330472-65 |  | Aiming Device | 12in Laser Aiming Device | [39 empty] | Brand Name |  | Type | Laser | Size | 12in | Color |  | Material |  | Dimensions |  | For Use With | [115 empty] | Aiming Device | Laser Aiming Device |  |  | https://partscg.com/product/5330472-65-oec-12-inch-laser-aimer/ |  |  |  | Ashok | 88.89 | 8 | 1
HCPB11_447 | GE Healthcare | 5335510 |  | Assembly | 30ft Workstation Interconnect Cable Assembly For OEC 9900 Elite C-Arm System | [9 empty] | https://www.blockimaging.com/hubfs/Parts/66891_H2354P04%20(2)-1.jpg | https://www.blockimaging.com/hubfs/Parts/66891_H2354P04%20(4)-1.jpg | [28 empty] | Brand Name |  | Type | Workstation Interconnect Cable | Size | 30ft | Color |  | Material |  | Dimensions |  | For Use With | For OEC 9900 Elite C-Arm System | [114 empty] | Interconnect Cable Assembly | Workstation Interconnect Cable Assembly |  | https://services.gehealthcare.com/gehcstorefront/p/5335510 | https://www.blockimaging.com/parts/5335510-oec-c-arm-30-interconnect-cable |  |  |  | Ashok | 92.31 | 12 | 1
HCPB11_448 | GE Healthcare | 5340077FS |  | Assembly | Back Plane Printed Circuit Board Assembly For OEC 9900, 9800 C-Arm System | [9 empty] | https://services.gehealthcare.com/medias/5340077FS-P1.jpg?context=bWFzdGVyfGltYWdlc3w1NjgwMjl8aW1hZ2UvanBlZ3xhVzFoWjJWekwyaGtOeTlvTm1Vdk9EZzNOemt3TlRBeE9Ea3hNQzVxY0djfGI5NWU4MDM4ZGFmMmMxZGI4ZmRjZDNhNTQ0MmQ4MjhjOTRkN2VkMGEwNDI5MmZhYzIyNTlmZGQ4ZDE0MDQzZDc | [29 empty] | Brand Name |  | Type | Back Plane Printed Circuit Board | Size |  | Color |  | Material |  | Dimensions |  | For Use With | For OEC 9900, 9800 C-Arm System | [114 empty] | Circuit Board Assembly | Printed Circuit Board Assembly | Back Plane Circuit Board Assembly | https://services.gehealthcare.com/gehcstorefront/p/5340077FS | https://suntronixmedicalimaging.com/product/geoec-board-5440077fs/ |  |  |  | Ashok | 91.67 | 11 | 1
HCPB11_449 | GE Healthcare | 5340083FS |  | Assembly | Filament Driver PC Board Assembly For OEC 9800 C-Arms System | [9 empty] | https://services.gehealthcare.in/medias/5340083FS-P1.jpg?context=bWFzdGVyfGltYWdlc3w0MzQ5NDZ8aW1hZ2UvanBlZ3xhVzFoWjJWekwyZ3hPQzlvWTJJdk9EZzROVFE0TlRrMk1USTBOaTVxY0djfGIxOGY4MDk2ODg4YjllNWZiNjVmMDQ3MWMzMTY4MTgzNTMyOWUwOWY5ODQwMGIxMjUxNzY3OTM4YzZlNjZhYzE | https://services.gehealthcare.in/medias/5340083FS-P2.jpg?context=bWFzdGVyfGltYWdlc3wzNjU1NjB8aW1hZ2UvanBlZ3xhVzFoWjJWekwyaGtZaTlvWWpJdk9EZzROVFV4TURjMk5qWXlNaTVxY0djfGY5OTFjZmYzMzViZjQ3MWM2YzQzYzU2OTI4MzU1NTBiOGIwMjZiMTc3MGQ5OTUwZWU0ZWE5NzY1NDA1Njc2ZGY | https://services.gehealthcare.in/medias/5340083FS-T1.jpg?context=bWFzdGVyfGltYWdlc3w0ODM2OTB8aW1hZ2UvanBlZ3xhVzFoWjJWekwyZzFNaTlvTXpNdk9EZzROVFV6TlRNM05UTTVNQzVxY0djfDU2ZTViMzRjZmJjNGQ3NjUzYTJhZmY1Y2I0ZmNlZTI2YzNjYmVmZDk1NjViMGM2NTBlYmNjZGZmN2M3MTgwZjI | [27 empty] | Brand Name |  | Type | Filament Driver PC Board | Size |  | Color |  | Material |  | Dimensions |  | For Use With | For OEC 9900 Elite, OEC 9800 C-Arms System | [114 empty] | PC Board Assembly | Filament Driver PC Board Assembly |  | https://services.gehealthcare.com/gehcstorefront/p/5340083FS |  |  |  |  | Ashok | 91.67 | 11 | 1
HCPB11_45 | Carestream Health | SPAD0732 | RS 1065 | Power LED | White Power LED | [39 empty] | Brand Name |  | Type |  | Size |  | Color | White | Material |  | Dimensions |  | For Use With | [115 empty] | Power LED | White Power LED |  |  | https://integritymedicalservice.com/carestream-parts/carestream-revolution-parts/SPAD0732/ | https://pmbiomedical.com/products/img_parts_white-power-led-rs-1065_55441 |  |  | Asha | 66.67 | 8 | 4
HCPB11_450 | GE Healthcare | 5366267 |  | Assembly | Smart Power Switch PC Board Assembly For C-Arm X-Ray System | [9 empty] | https://i.ebayimg.com/images/g/MAUAAOSwKaFnkJp~/s-l1600.webp | https://i.ebayimg.com/images/g/SLYAAOSwcpVnkJqB/s-l960.webp | https://i.ebayimg.com/images/g/nksAAOSw~IdnkJqJ/s-l960.webp | https://i.ebayimg.com/images/g/z2YAAOSwTH5nkJqL/s-l960.webp | https://i.ebayimg.com/images/g/fEwAAOSwQPtnkJqM/s-l960.webp | [25 empty] | Brand Name |  | Type | Smart Power Switch PC Board | Size |  | Color |  | Material |  | Dimensions |  | For Use With | For C-Arm X-Ray System | [114 empty] | PC Board Assembly | Smart Power Switch PC Board Assembly |  | https://services.gehealthcare.com/gehcstorefront/p/5366267 |  |  |  |  | Ashok | 92.86 | 13 | 1
HCPB11_451 | GE Healthcare | 5554962 |  | Assembly | Control Panel LCD Monitor Assembly For 9900 Elite, 9900 X-Ray System | [9 empty] | https://i.ebayimg.com/00/s/MTM2OFgxNjAw/z/PBQAAOSw9hJnYGn9/$_57.PNG?set_id=880000500F | https://i.ebayimg.com/00/s/MTM2OFgxNjAw/z/5LIAAOSwI-JnYGoI/$_57.PNG?set_id=880000500F | https://i.ebayimg.com/00/s/MTIwMFgxNjAw/z/owgAAOSwd~JnYGoc/$_57.PNG?set_id=880000500F | https://i.ebayimg.com/00/s/MTIwMFgxNjAw/z/9A4AAOSwLz9nYGpl/$_57.PNG?set_id=880000500F | https://i.ebayimg.com/00/s/MTYwMFgxMjAw/z/ZYwAAOSwU0FnYGp8/$_57.PNG?set_id=880000500F | [25 empty] | Brand Name |  | Type | Control Panel LCD Monitor | Size |  | Color |  | Material |  | Dimensions |  | For Use With | For 9900 Elite, 9900 X-Ray System | [114 empty] | LCD Monitor Assembly | Control Panel LCD Monitor Assembly |  | https://services.gehealthcare.com/gehcstorefront/p/5554962 |  | https://chepestdiscount.ru/product/235873608846 |  |  | Ashok | 93.33 | 14 | 1
HCPB11_452 | GE Healthcare | 5757839 |  | Fan | Fan For 5561609 GPOS Single Board Computer | [39 empty] | Brand Name |  | Type |  | Size |  | Color |  | Material |  | Dimensions |  | For Use With | For 5561609 GPOS Single Board Computer | With | With Screws | [112 empty] | Fan | GPOS Single Board Computer Fan | Fan With Screws | https://services.gehealthcare.com/gehcstorefront/p/5757839 | https://pdfcoffee.com/9900elite-illustrated-part-book-pdf-free.html |  |  |  | Ashok | 90.91 | 10 | 1
HCPB11_453 | Ohio Medical | 0217-5359-800 |  | Bracket | 1/8in NPTFM Universal Manifold Bracket | [9 empty] | 0217-5359-800.jpg | [29 empty] | Brand Name |  | Type | Universal, Manifold | Size |  | Color |  | Material |  | Dimensions |  | For Use With |  | Connection | 1/8in NPTFM | [112 empty] | Bracket | Manifold Bracket | Universal Bracket | https://www.ohiomedical.com/wp-content/uploads/Medical-Devices-Full-Line-Global-Product-Catalog-255540.pdf | https://www.cna-medical.com/product-p/0217-5359-800.htm |  |  |  | Vijaylakshmi | 100 | 12 | 0
HCPB11_454 | Ohio Medical | 0221-6285-300 |  | Assembly | Collection Bottle Cap And Float Assembly | [9 empty] | https://solsuite-staticcontent.azurewebsites.net/f07fcd4c-deb0-4afd-ab93-279dd96ca0f7/Catalog/SOTAccessories/d450c134-021d-4bb0-901b-2a21fb5ac1f9.jpg | [9 empty] | https://www.ohiomedical.com/wp-content/uploads/Medical-Devices-Full-Line-Global-Product-Catalog-255540.pdf | [19 empty] | Brand Name |  | Type | Collection Bottle Cap And Float | Size |  | Color |  | Material |  | Dimensions |  | For Use With | [114 empty] | 1/Pack | Assembly | Collection Bottle Cap And Float Assembly |  | https://www.ohiomedical.com/products/suctionregulators/suction-oxygen-therapy-accessories/spec/0221-6285-300/ | https://www.cna-medical.com/product-p/0221-6285-300.htm | https://www.medequipdepot.com/products/0221-6236-300-ohio-medical-bracket-bottle-floor.html?srsltid=AfmBOopRW2OHL2T3lXjvoGqR_mOLO8hXzmIuKOvQGicnYk_4qWeNWUb6 |  |  | Vijaylakshmi | 84.62 | 11 | 2
HCPB11_455 | Ohio Medical | 0321-7986-800 |  | Bottle | 6.3125 Dia x 10.625in H 3200ml Collection Bottle | [7 empty] | 10.625in |  | 0321-7986-800.jpg | [16 empty] | Latex-free | Shatter resistant | [11 empty] | Brand Name |  | Type | Collection | Size |  | Color |  | Material |  | Dimensions |  | For Use With |  | Diameter | 6.3125in | Capacity | 3200ml | Includes | Wall Bracket, Cap And Float | [108 empty] | Bottle | Collection Bottle | Bottle With Wall Bracket | https://www.ohiomedical.com/wp-content/uploads/Medical-Devices-Full-Line-Global-Product-Catalog-255540.pdf | https://www.cna-medical.com/product-p/0321-7986-800.htm | https://medicaldevices.icij.org/manufacturers/u-s-food-and-drug-administration-ohio-medical-corporation-ohio-medical-corporation-1111-lakeside-dr-gurnee-il-60031 | https://jarrprinting.com/upload/files/255429_PROOF.pdf |  | Vijaylakshmi | 94.74 | 18 | 1
HCPB11_456 | Ohio Medical | 261010-1 |  | Outlet | Oxygen Wall Outlet | [9 empty] | https://solsuite-staticcontent.azurewebsites.net/f07fcd4c-deb0-4afd-ab93-279dd96ca0f7/Catalog/Outlets/106833bc-3747-47de-a278-d9724e52ea67.png | [9 empty] | https://www.ohiomedical.com/wp-content/uploads/Medical-Gas-Parts-Service-Guide-255425.pdf | [6 empty] | Accepts Chemetron/Allied®, Diamond, HillRom® Beacon Medaes, Puritan Bennett and DISS specific adapters | Pin indexed to prevent interchangeability of gas services | Cleaned for medical gas service | Less than 3psi (21kPa) pressure drop through the outlet at 120l/min and 50psig (345kPa) inlet pressure | Inlet pipe can be rotated 360 degrees for ease of installation | Gas specific back bodies can accept either Quick Connect or DISS front identification bodies | Outlets can be adjusted up to 1-1/4in (32mm) wall thickness | Adapters are available from Ohio Medical Corporation | [5 empty] | Brand Name |  | Type | Wall | Size |  | Color |  | Material |  | Dimensions |  | For Use With |  | Gas Type | Oxygen | Compatibility | Diamond Ohmeda | [110 empty] | Outlet | Oxygen Outlet | Wall Outlet | https://www.ohiomedical.com/products/outlets/spec/261010-1/ | https://online.flipbuilder.com/lgvl/sjcs/files/basic-html/page1044.html | https://jarrprinting.com/upload/files/MK-FIT-BRO_FI_THORPE_Brochure_C__B.pdf |  |  | Vijaylakshmi | 87.5 | 21 | 3
HCPB11_457 | Ohio Medical | 600210 |  | Analyzer | MiniOX® 200E Oxygen Analyzer |  | The MiniOX 200E is best used anywhere an inline analyzer is needed when alarms are not required and it is ideal for applications needing an external sensor. The patented ergonomic design fits comfortably in your hand or can be mounted using the included ovetail. The analyzer and sensor both have a two-year warranty. | 2 Years | [6 empty] | https://solsuite-staticcontent.azurewebsites.net/f07fcd4c-deb0-4afd-ab93-279dd96ca0f7/Catalog/O2MonitorAnalyzers/854bd004-2900-41d0-98f5-f1f90315ec8c.png | [9 empty] | https://www.ohiomedical.com/wp-content/uploads/Medical-Devices-Full-Line-Global-Product-Catalog-255540.pdf | https://www.ohiomedical.com/wp-content/uploads/MiniOX-200E-Spec-Sheet-550625.pdf | https://www.ohiomedical.com/wp-content/uploads/MiniOX-Brochure-255572.pdf | [17 empty] | Brand Name | MiniOX® 200E | Type | Oxygen | Size |  | Color |  | Material |  | Dimensions |  | For Use With | [115 empty] | Analyzer | MiniOX® 200E Analyzer | Oxygen Analyzer | https://www.ohiomedical.com/products/o2monitoranalyzers/spec/600210/ | https://ventureresp.com/ohio-medical-miniox-200e-oxygen-analyzer-w-oxygen-sensor-600210/ | https://www.medequipdepot.com/products/600210-ohio-medical-analyzer-miniox-200e.html?srsltid=AfmBOoqAOUUHGtigmv4Pxi49TsBRgiNW0xjNrJ3gAzI0AgOoIG-cA3hG | https://www.rcmedical.com/viewProduct.cfm?productID=2529 |  | Vijaylakshmi | 100 | 19 | 0
HCPB11_458 | Ohio Medical | 606940 |  | Sensor | MiniOX® 250E Oxygen External Sensor For MiniOX 200E Oxygen Analyzer |  |  | 2 Years | [6 empty] | https://solsuite-staticcontent.azurewebsites.net/f07fcd4c-deb0-4afd-ab93-279dd96ca0f7/Catalog/O2MonitorAnalyzers/f5b53e85-72d8-48b0-a0c5-9818e05d34a0.png | [9 empty] | https://www.ohiomedical.com/wp-content/uploads/Medical-Devices-Full-Line-Global-Product-Catalog-255540.pdf | https://www.ohiomedical.com/wp-content/uploads/MiniOX-200-200E-Operating-Manual-Instructions-For-Use-600002.pdf | https://www.ohiomedical.com/wp-content/uploads/MiniOX-200E-Spec-Sheet-550625.pdf | https://www.ohiomedical.com/wp-content/uploads/MiniOX-Brochure-255572.pdf | [16 empty] | Brand Name | MiniOX® 250E | Type | Oxygen, External | Size |  | Color |  | Material |  | Dimensions |  | For Use With | For MiniOX 200E Oxygen Analyzer | [114 empty] | Sensor | MiniOX® 250E Sensor | Oxygen Sensor | https://www.ohiomedical.com/products/o2monitoranalyzers/spec/606940/ |  |  |  |  | Vijaylakshmi | 100 | 17 | 0
HCPB11_459 | Ohio Medical | 6700-0005-300 |  | Tubing | Tygon® 1/4 ID x 1/2in OD Clear Vinyl Suction Tubing | [9 empty] | 6700-0005-300.jpg | [16 empty] | Kink-resistant | Latex-free | Implosion-resistant | [10 empty] | Brand Name | Tygon® | Type | Suction | Size |  | Color | Clear | Material | Vinyl | Dimensions |  | For Use With |  | Inner Diameter | 1/4in | Outer Diameter | 1/2in | Wall Thickness | 1/8in | [108 empty] | Tubing | Tygon® Tubing | Suction Tubing | https://www.ohiomedical.com/wp-content/uploads/Medical-Devices-Full-Line-Global-Product-Catalog-255540.pdf | https://www.graylinemedical.com/products/ohio-medical-tubing-clear-vinyl-foot-wall-clear-vinyl-foot-wall-tubing-14-6700-0005-300?srsltid=AfmBOopd96Nbyd4YQloZIOnssyAWAeEkflmXGWfsJbs6lTIkn1llDXrU | https://www.cna-medical.com/product-p/6700-0005-300.htm |  |  | Vijaylakshmi | 100 | 21 | 0
HCPB11_46 | Carestream Health | SPAD4438 |  | Handle | Actuator Switch Handle | [39 empty] | Brand Name |  | Type | Actuator Switch | Size |  | Color |  | Material |  | Dimensions |  | For Use With | [115 empty] | Actuator Switch Handle |  |  |  | https://integritymedicalservice.com/carestream-parts/revolution-plus-parts/SPAD4438/ |  |  |  | Asha | 75 | 6 | 2
HCPB11_460 | Ohio Medical | 6700-0302-803 |  | Adapter | DISS Male Diamond Air Adapter | [9 empty] | https://services.gehealthcare.com/medias/6700-0302-803-001.jpg?context=bWFzdGVyfGltYWdlc3wxNzc1Nzd8aW1hZ2UvanBlZ3xhVzFoWjJWekwyZ3hZeTlvTm1Rdk9EZzNORGMzTURJMk9ERTVNQzVxY0djfDQyZGVjZDgxYzRlNzMzYTU1ZWFhZGQzODJlZTU4Mzg5NTY1YzlmZTIzZTJmZTM2Y2UxMTIxOGE0OWJmZjM3NzA | [29 empty] | Brand Name |  | Type | Diamond, Air | Size |  | Color |  | Material |  | Dimensions |  | For Use With |  | Connection | DISS Male | [111 empty] | Each | Adapter | Diamond Adapter | Air Adapter |  | https://services.gehealthcare.com/gehcstorefront/p/6700-0302-803 | https://www.aaawholesalecompany.com/ohi-6700-0302-803--ea-.html?srsltid=AfmBOoqzJjWATjcchdrYbI4ArSUwLC7wSfel9HM0k4eq69HootdxP-fG |  |  | Vijaylakshmi | 100 | 13 | 0
HCPB11_461 | Ohio Medical | 6700-0500-802 |  | Adapter | 1/8in NPTM NCG Rectifier Vacuum Chemetron Adapter | [9 empty] | https://services.gehealthcare.in/medias/6700-0500-802-001.jpg?context=bWFzdGVyfGltYWdlc3wxOTU2ODF8aW1hZ2UvanBlZ3xhVzFoWjJWekwyZzFaaTlvTm1Zdk9EZzFOVEV5TWpZM016WTVOQzVxY0djfDM4NDVhMDc5MjQ0NDZkOTJhM2Y1MWMxMDMwMWZhNDNkYTg3MWJiMTAyNDEzNzE0MDY2Yjc5OWVmYTA5MjJmY2M | https://services.gehealthcare.in/medias/6700-0500-802-002.jpg?context=bWFzdGVyfGltYWdlc3wxNzUwNzN8aW1hZ2UvanBlZ3xhVzFoWjJWekwyaG1OUzlvTTJNdk9EZzFOVEV5T0RFM09EY3hPQzVxY0djfGU5ZDk2ZmI2NTY2Zjg3ZGUyNWJiOWFjNzhkZDk2Yzg5MWMzM2ZhZjUyOWIyZjY0YjM5OGNkNTY4OWQ1M2RhZjI | https://services.gehealthcare.in/medias/6700-0500-802-003.jpg?context=bWFzdGVyfGltYWdlc3wxODQ1NTV8aW1hZ2UvanBlZ3xhVzFoWjJWekwyaGtZaTlvTVRndk9EZzFOVEV6TURrek1USXpNQzVxY0djfDU2Nzc2ZDI3N2U3ODc4Yjg4NDhmYWFiMGViZWU0NDEzYzUyMjYwZDBiZjVmZDFlZmEyMDhkMmE4ZTIwMTcwYjU | [27 empty] | Brand Name |  | Type | NCG Rectifier, Vacuum, Chemetron | Size |  | Color |  | Material |  | Dimensions |  | For Use With |  | Connection | 1/8in NPTM | [112 empty] | Adapter | Vacuum Adapter | Chemetron Adapter | https://www.ohiomedical.com/wp-content/uploads/550775Rev.-1MRConditionalStatement.pdf | https://services.gehealthcare.in/gehcstorefront/p/6700-0500-802 |  |  |  | Vijaylakshmi | 100 | 14 | 0
HCPB11_462 | Ohio Medical | 6700-0510-802 |  | Adapter | 1/8in NPTM Vacuum DISS Handtight Adapter | [9 empty] | 6700-0510-802.jpg | [29 empty] | Brand Name |  | Type | Vacuum, DISS Handtight | Size |  | Color |  | Material |  | Dimensions |  | For Use With |  | Connection | 1/8in NPTM | [112 empty] | Adapter | Vacuum Adapter | DISS Handtight Adapter | https://www.ohiomedical.com/wp-content/uploads/550775Rev.-1MRConditionalStatement.pdf | https://www.medequipdepot.com/products/6700-0510-802-ohio-medical-adptr-vac-hit-diss-f-1-8-nptm-cln.html?srsltid=AfmBOoo3OLl5QnsHSSvLh0Axis1Y9bMqybU5tHCJU_nzB9ybsPBzmxGr | https://bimedis.com/p-item/other-parts-ohio-medical-6700-0510-802-2017283 |  |  | Vijaylakshmi | 100 | 13 | 0
HCPB11_463 | Ohio Medical | 6700-0535-800 |  | Adapter | Puritan® 1/8in NPT Male Oxygen PUR Swivel Adapter | [9 empty] | 6700-0535-800.jpg | [29 empty] | Brand Name | Puritan® | Type | Oxygen, PUR Swivel | Size |  | Color |  | Material |  | Dimensions |  | For Use With |  | Connection | 1/8in NPT Male | [112 empty] | Adapter | Puritan® Adapter | Oxygen Adapter |  | https://pmbiomedical.com/products/img_parts_adapter-o2-pur-swivel-1-8-nptm_87830 | https://www.scribd.com/document/478605867/fittings-and-adapters-ohio-pdf |  |  | Vijaylakshmi | 100 | 13 | 0
HCPB11_464 | Ohio Medical | 6700-1246-900 |  | Regulator | Legacy 3 W x 3.8 D x 5.7in H Suction Regulator |  | Ohio Medical's Legacy Vacuum Regulators have been the product of choice for healthcare facilities worldwide for decades. Preferred for maximum performance, high quality and minimum maintenance. Our legacy line offers a broad selection of regulators specially designed for a variety of clincal applications including airway, gastric and surgical suctioning as well as chest drainage. |  |  |  | 1.5lb | 3in | 5.7in | 3.8in | https://solsuite-staticcontent.azurewebsites.net/f07fcd4c-deb0-4afd-ab93-279dd96ca0f7/Configurator/LegacyVRConfig/703306ae-e69f-4721-8383-9bde141eaab5.png | [9 empty] | https://www.ohiomedical.com/wp-content/uploads/Medical-Devices-Full-Line-Global-Product-Catalog-255540.pdf | https://www.ohiomedical.com/wp-content/uploads/surgical-free-flow-vacuum-regulator-service-manual-6700-0088-000.pdf | https://www.ohiomedical.com/wp-content/uploads/Surgical-Free-Flow-ANSI-Spec-Sheet-550037-SFF.pdf |  |  |  |  | Straight-through suction control provides unrestricted, high flow rates up to 150LPM reduces clogging, downtime | Full range regulation regulates through full range of available vacuum automatically self-adjusting Choice of controlled or wide open suction | Large, easy to read gauge: Standard and high vacuum gauges glow in the dark increments and needle Accuracy +/-5% full scale | Quick flip ON/OFF switch: Observable "ON" position turns on to preset level turns off with elbow (when scrubbed) | Diagnostic window: Direct observation of mechanical workings fast, simple access for cleaning or repairs | Large Control knob easy to regulate fast response; one turn from OFF to full vacuum | Durable design and construction: Few mechanical parts rugged, break-resistant case | [6 empty] | Brand Name | Legacy | Type | Suction | Size |  | Color |  | Material |  | Dimensions |  | For Use With |  | Color Standard | Domestic (ANSI) | Patient Use | Surgical And Thoracic | Mode | Surgical/Free-Flow (0 to 200mmHg) And Full Vacuum | Connection | No Adapter with 1/8in NPT Female (Wall), 1/8in NPT Female (Patient) | [104 empty] | 2lb |  | Regulator | Legacy Regulator | Suction Regulator | https://www.ohiomedical.com/products/suctionregulators/ohio-medical-legacy-suction-regulator/spec/14133/ | https://www.graylinemedical.com/products/ohio-medical-amvex-vacuum-regulators-amvex-vacuum-regulator-standard-adult-no-fitting-6700-1246-900?srsltid=AfmBOor0qtdrn7rqT_JUNkdkIizu6-zvadFwNOc2WHM5EE73ZTImmg_j | https://rpsmedcare.com/product-details/ohio-medical-ohio-medicalamvex-vacuum-regulators-6700-1246-900-1-each |  |  | Vijaylakshmi | 96.97 | 32 | 1
HCPB11_465 | Ohio Medical | 6700-1260-921 | 6700 | Flowmeter | 56 W x 58 D x 152mm H 15LPM Aluminum Pressure Compensated Oxygen Single Flowmeter |  | Ohio Medical 6700 Flowmeter is designed to meet strict standards of durability and precision. This Flowmeter features large, easy-to-read increments with an expanded LPM range for optimal readability. The base is constructed of aluminum with a clear anodized finish providing a strong, low-weight material safe for low-pressure medical gas. Available with DISS fittings, single, twin or duplex configurations with and without power outlets. Multiple adapters and plastic tubing nipples are also available. |  |  |  | 0.75lb | 56mm | 152mm | 58mm | https://solsuite-staticcontent.azurewebsites.net/f07fcd4c-deb0-4afd-ab93-279dd96ca0f7/Configurator/Ohio6700FMConfig/41b07cf8-8129-4af0-a0b9-65ad648e3266.png | [9 empty] | https://www.ohiomedical.com/wp-content/uploads/Medical-Devices-Full-Line-Global-Product-Catalog-255540.pdf | https://www.ohiomedical.com/wp-content/uploads/6700-Series-Flowmeter-ANSI-Spec-Sheet-550038.pdf | https://www.ohiomedical.com/wp-content/uploads/6700-0363-000Rev.-12_6700_Flowmeter_IFU_Manual.pdf |  |  |  |  | Provides accurate gas flow measurement and control within a range of 1 to 15LPM | For use in a variety of respiratory therapy clinical applications | Features large easy to read increments with an expanded 1 to 5LPM range for improved readability at low flows | Dual taper and rear surface textured to enhance readability | Flush setting delivers a minimum of 65LPM | Supply pressure of 50psi | Impact resistant flowtube and shroud | Solid aluminum body with clear anodized plating | DISS outlet thread with protection rim | Pressure compensated, accurate flow readings | Flowtubes individually tested for accuracy | High precision glass ball ensures maximum repeatability | Double scale eliminates optical distortion | Brand Name |  | Type | Pressure Compensated, Oxygen, Single | Size |  | Color |  | Material | Aluminum | Dimensions |  | For Use With |  | Flow Rating | 15LPM | Color Standard | Domestic (ANSI) | Connection | 1/8in NPT Female (Wall), Tubing Nipple (Patient) | Power Take-Off | No | [106 empty] | Flowmeter | Pressure Compensated Flowmeter | Oxygen Flowmeter | https://www.ohiomedical.com/products/flowmeters/ohio6700fmconfig/spec/14106/ | https://www.airliquide.ca/fr/6700-1260-921-ohio-medical-flowmeter-ohio-medical-6700-adult-thorpe-oxygen-15lpm-50psi-1-8-npt-female/product/A1190423?skuRepositoryId=A1190423 |  |  |  | Vijaylakshmi | 97.37 | 37 | 1
HCPB11_466 | Ohio Medical | 6700-1303-900 |  | Regulator | Yellow Air Preset Regulator | [9 empty] | 6700-1303-900.jpg | [16 empty] | Uniform preset 50psi output pressure for O2 and Air | DISS outlet with demand check | Inlet pressure of 3000psig maximum | [10 empty] | Brand Name |  | Type | Air, Preset | Size |  | Color | Yellow | Material |  | Dimensions |  | For Use With |  | Outlet Pressure Rating | 50psi | Connection | Yoke CGA 950 (Inlet), DISS (Outlet) | [110 empty] | Regulator | Air Regulator | Preset Regulator | https://www.ohiomedical.com/wp-content/uploads/Medical-Devices-Full-Line-Global-Product-Catalog-255540.pdf | https://pmbiomedical.com/products/img_parts_reg-950-w-air-diss-chk-outlt_87833 |  |  |  | Vijaylakshmi | 100 | 17 | 0
HCPB11_467 | Ohio Medical | 6705-1226-908 |  | Regulator | Vacuum Regulator | [9 empty] | https://s.turbifycdn.com/aah/yhst-47586636122418/cont-high-ncg-sq-ds-tr-wg-sold-as-1-ea-by-ohio-medical-12.gif | [29 empty] | Brand Name |  | Type | Vacuum | Size |  | Color |  | Material |  | Dimensions |  | For Use With |  | Mode | Continuous High | [111 empty] | 1/Pack | Regulator | Vacuum Regulator |  |  | https://www.aaawholesalecompany.com/ohi-6705-1226-908--ea-.html?srsltid=AfmBOoq2ZOF_uWjivgUBq3hs7YhT2L_eTDk6PKqNnqMDYqzs3W6zJeXj |  |  |  | Vijaylakshmi | 90.91 | 10 | 1
HCPB11_468 | Ohio Medical | 6705-1251-901 |  | Regulator | Legacy 3.5 W x 4.8 D x 6.6in H Suction Regulator |  | Ohio Medical's Legacy Vacuum Regulators have been the product of choice for healthcare facilities worldwide for decades. Preferred for maximum performance, high quality and minimum maintenance. Our legacy line offers a broad selection of regulators specially designed for a variety of clincal applications including airway, gastric and surgical suctioning as well as chest drainage. |  |  |  | 1.5lb | 3.5in | 6.6in | 4.8in | https://solsuite-staticcontent.azurewebsites.net/f07fcd4c-deb0-4afd-ab93-279dd96ca0f7/Configurator/LegacyVRConfig/6d8fb12a-24c3-4206-b045-2e1b1a8eafb3.png | [9 empty] | https://www.ohiomedical.com/wp-content/uploads/Medical-Devices-Full-Line-Global-Product-Catalog-255540.pdf | https://www.ohiomedical.com/wp-content/uploads/Intermittent-Suction-Unit-Instructions-For-Use-Addendum-6700-0401-000.pdf | https://www.ohiomedical.com/wp-content/uploads/Intermittent-Suction-Unit-Adult-ANSI-Spec-Sheet-550043-ISU.pdf |  |  |  |  | Unilogic module | Returns to atmospheric pressure during "OFF" cycle | Fully Adjustable | Large, easy to read gauge | Simplifies service procedures | Low cost replacement parts and kits | Durable design and construction: Few mechanical parts rugged, break-resistant case | [6 empty] | Brand Name | Legacy | Type | Suction | Size |  | Color |  | Material |  | Dimensions |  | For Use With |  | Color Standard | Domestic (ANSI) | Patient Use | Adult (Standard) | Mode | Intermittent (0 to 200mmHg) And Full Vacuum | Connection | Chemetron (Wall), Tubing Nipple (Patient) | [104 empty] | 2lb |  | Regulator | Legacy Regulator | Suction Regulator | https://www.ohiomedical.com/products/suctionregulators/ohio-medical-legacy-suction-regulator/spec/14132/ | https://www.medequipdepot.com/products/6705-1251-901-ohio-medical-isu-ncg-sq-nip.html?srsltid=AfmBOoqGju5YZXSgqMKg059NuxmynOMro8Chtn8JYMup12raquYNPynR | https://www.cna-medical.com/Ohio-Medical-Company-6705-1251-901-ISU-NCG-SQ-NIP-p/6705-1251-901.htm |  |  | Vijaylakshmi | 96.97 | 32 | 1
HCPB11_469 | Ohio Medical | 751101 |  | Filter | Hydrophobic Filter With 8in Tubing | [9 empty] | 751101.jpg | [29 empty] | Brand Name |  | Type | Hydrophobic | Size |  | Color |  | Material |  | Dimensions |  | For Use With |  | Includes | 8in Tubing | [111 empty] | 1/Pack | Filter | Hydrophobic Filter |  | https://www.ohiomedical.com/wp-content/uploads/Hydrophobic-Filter-Instructions-For-Use-550118.pdf | https://www.cna-medical.com/product-p/751101.htm | https://www.medline.com/product/Portable-Suction-Accessories/Z05-PF162022 | https://www.medequipdepot.com/products/751101-ohio-medical-filter-hydrophobic-w-8-tubing-b.html |  | Vijaylakshmi | 100 | 14 | 0
HCPB11_47 | Carestream Health | SPAH4197 |  | Power Supply | 700W 18.4V-5V-24V-24V Power Supply | [39 empty] | Brand Name |  | Type |  | Size |  | Color |  | Material |  | Dimensions |  | For Use With |  | Power | 700W | Voltage | 18.4V-5V-24V-24V | [110 empty] | Power Supply |  |  |  | https://integritymedicalservice.com/carestream-parts/revolution-plus-parts/SPAH4197/ |  |  |  | Asha | 100 | 8 | 0
HCPB11_470 | Ohio Medical | 754041 |  | Gauge | 0 to 500mmHG Vacuum Gauge | [39 empty] | Brand Name |  | Type | Vacuum | Size |  | Color |  | Material |  | Dimensions |  | For Use With |  | Pressure Range | 0 to 500mmHG | [111 empty] | 1/Pack | Gauge | Vacuum Gauge |  | https://www.ohiomedical.com/wp-content/uploads/Care-e-vac-3-Manual-for-758010-550549.pdf | https://www.cna-medical.com/product-p/754041.htm | https://www.medequipdepot.com/products/754041-ohio-medical-gauge-vacuum-0-500mmhg.html?srsltid=AfmBOoqUvJXDveu71pY0Pn8Mgx3Dv--pDXeFUr2UntaJ6glMVSUGenRW |  |  | Vijaylakshmi | 100 | 12 | 0
HCPB11_471 | Ohio Medical | 756250 |  | Gauge | 0 to 300mmHG Vacuum Gauge | [39 empty] | Brand Name |  | Type | Vacuum | Size |  | Color |  | Material |  | Dimensions |  | For Use With |  | Pressure Range | 0 to 300mmHG | [112 empty] | Gauge | Vacuum Gauge |  |  | https://www.medequipdepot.com/products/756250-ohio-medical-gauge-vacuum-0-300-mmhg.html?srsltid=AfmBOoqOxVbmo78Dvhqggkuw2N2h1FFpxI8OcQmBBvXEHg5VxhJqZFWC |  |  |  | Vijaylakshmi | 100 | 9 | 0
HCPB11_472 | Ohio Medical | 7700-0010-500 | 7700 | Hood | Clear Hood For Amvex Oxygen Flowmeter | [39 empty] | Brand Name |  | Type |  | Size |  | Color | Clear | Material |  | Dimensions |  | For Use With | For Amvex Oxygen Flowmeter | [114 empty] | Hood | Clear Hood | Flowmeter Hood | https://www.ohiomedical.com/replacement-parts/ | https://www.medequipdepot.com/products/7700-0010-500-ohio-medical-hood-clear.html | https://www.accessdata.fda.gov/scripts/cdrh/cfdocs/cfmaude/detail.cfm?mdrfoi__id=9123088&pc=CAX |  |  | Vijaylakshmi | 100 | 13 | 0
HCPB11_473 | Ohio Medical | 7701-1261-931 | 7700 | Flowmeter | 28 W x 86 D x 139mm H 15LPM Brass Pressure Compensated Oxygen Single Flowmeter |  | The Pressure Compensated Flowmeter is designed to meet strict standards of durability and precision. The base is constructed of solid brass and full body gas specific colored labeling. Flowmeters are available with a wide variety of options including DISS power outlets/power take-offs and twin flowmeter configurations. They are also available with an optional plastic DISS tubing nipple and a multitude of wall adapters. |  |  |  | 0.75lb | 28mm | 139mm | 86mm | 7701-1261-931.jpg | [9 empty] | https://www.ohiomedical.com/wp-content/uploads/7700-Series-Flowmeter-ANSI-Spec-Sheet-255441.pdf | https://www.ohiomedical.com/wp-content/uploads/7700-Series-Flowmeter-ANSI-Spec-Sheet-255441.pdf | https://www.ohiomedical.com/wp-content/uploads/medical-gas-flowmeters-instructions-for-use-7700-0631-000.pdf |  |  |  |  | Provides accurate gas flow measurement and control within a range of 1 to 15LPM | For use in a variety of respiratory therapy clinical applications | Flush setting delivers a minimum of 50LPM | Supply pressure of 50psi | Impact resistant flow tube and shroud | Solid brass body with full body gas specific colored labeling | D-Shape knob helps prevent striping | Pressure compensated, accurate flow readings | Flow tubes individually tested for accuracy | White background improves visibility | Knob and needle valve have a stop to help prevent entire component from unscrewing completely | Color coded to help prevent cross connections | High precision glass ball ensures clear readability | Brand Name |  | Type | Pressure Compensated, Oxygen, Single | Size |  | Color |  | Material | Brass | Dimensions |  | For Use With |  | Flow Rating | 15LPM | Color Standard | Domestic (ANSI) | Connection | Diamond Ohmeda (Wall), Clear Tubing Nipple (Patient) | Power Take-Off | Yes | [106 empty] | Flowmeter | Pressure Compensated Flowmeter | Oxygen Flowmeter | https://www.ohiomedical.com/products/flowmeters/ohio7700fmconfig/spec/14107/ | https://www.medequipdepot.com/products/7701-1261-921-ohio-medical-fm-o-o-ds-o-pr-dia-n-g.html?srsltid=AfmBOoooFZ9M14ZoOoPKHaJNY2eCYMBFiy81JFKPE3twA__aweSeFTOR |  |  |  | Vijaylakshmi | 97.37 | 37 | 1
HCPB11_474 | Ohio Medical | 8700-1226-900 |  | Regulator | Push-To-Set™ Off-White Suction Regulator |  | Ohio Medical has been providing suction products to healthcare facilities worldwide for more than 50 years. Our vacuum regulators continue to be the preferred choice for maximum performance, high quality and minimum maintenance. Similar to Continuous Three Mode Adult but provides intermittent and continuous mode. The unique, silent, patented unilogic timing module provides a reliable, quiet means of cycling the regulator on and off during intermittent suctioning. Safety Features include: Push-To-Set. |  |  |  | 1.5lb |  |  |  | https://solsuite-staticcontent.azurewebsites.net/f07fcd4c-deb0-4afd-ab93-279dd96ca0f7/Configurator/PTSConfig/7811676d-67cd-451f-9146-5dbc2d9c562b.png | [9 empty] | https://www.ohiomedical.com/wp-content/uploads/Medical-Devices-Full-Line-Global-Product-Catalog-255540.pdf | https://www.ohiomedical.com/wp-content/uploads/8700-0007-000Rev.-21_PTS_IFU_Manual.pdf | https://www.ohiomedical.com/wp-content/uploads/PTS-Vacuum-Regulator-Spec-Sheet-550702.pdf |  |  |  |  | Our family of vacuum regulators come with the durable, time tested, quality design hospitals have come to know and depend on | Built-in feature eliminates the need to occlude patient tubing to set accurate vacuum levels | Only takes two turns from zero to full wall v | For greater safety (+/-1% of full scale) | Clear markings: Shows what mode the unit is in | Top mounted on/off switch: For ease of use | [7 empty] | Brand Name | Push-To-Set™ | Type | Suction | Size |  | Color | Off-White | Material |  | Dimensions |  | For Use With |  | Color Standard | Domestic (ANSI) | Gauge Display | Analog | Patient Use | Adult (Standard) | Mode | Continuous Three Mode High (0 to 760mmHg) | Connection | No Adapter with 1/8in NPT Female (Wall/Patient) | [104 empty] | Regulator | Push-To-Set™ Regulator | Suction Regulator | https://www.ohiomedical.com/products/suctionregulators/push-to-set-suction-regulator/spec/14127/ | https://www.medequipdepot.com/products/8700-1226-904-ohio-medical-3m-cvr-hi-dom-nptf-lg.html?srsltid=AfmBOopPc5wHNT9aazwPu2QogzI2_F5iwq-KkStT-a6vZdjDfyWsADab | https://jarrprinting.com/upload/files/255427_Rev._8_PTS_Family_Brochure1.pdf |  |  | Vijaylakshmi | 100 | 30 | 0
HCPB11_475 | Ohio Medical | 8701-1251-905 |  | Regulator | Push-To-Set™ Off-White Suction Regulator |  | Ohio Medical has been providing suction products to healthcare facilities worldwide for more than 50 years. Our vacuum regulators continue to be the preferred choice for maximum performance, high quality and minimum maintenance. Similar to Continuous Three Mode Adult but provides intermittent and continuous mode. The unique, silent, patented unilogic timing module provides a reliable, quiet means of cycling the regulator on and off during intermittent suctioning. Safety Features include: Push-To-Set. |  |  |  | 1.5lb |  |  |  | https://solsuite-staticcontent.azurewebsites.net/f07fcd4c-deb0-4afd-ab93-279dd96ca0f7/Configurator/PTSConfig/9984f09f-1567-46e5-a984-aee6894a0d86.png | [9 empty] | https://www.ohiomedical.com/wp-content/uploads/Medical-Devices-Full-Line-Global-Product-Catalog-255540.pdf | https://www.ohiomedical.com/wp-content/uploads/8700-0007-000Rev.-21_PTS_IFU_Manual.pdf | https://www.ohiomedical.com/wp-content/uploads/PTS-Vacuum-Regulator-Spec-Sheet-550702.pdf |  |  |  |  | Our family of vacuum regulators come with the durable, time tested, quality design hospitals have come to know and depend on | Built-in feature eliminates the need to occlude patient tubing to set accurate vacuum levels | Only takes two turns from zero to full wall v | For greater safety (+/-1% of full scale) | Clear markings: Shows what mode the unit is in | Top mounted on/off switch: For ease of use | [7 empty] | Brand Name | Push-To-Set™ | Type | Suction | Size |  | Color | Off-White | Material |  | Dimensions |  | For Use With |  | Color Standard | Domestic (ANSI) | Gauge Display | Analog | Patient Use | Adult (Standard) | Mode | Continuous/Intermittent (0 to 200mmHg) | Connection | Ohmeda ANSI (Wall), Locking Gland And Overflow Safty Trap (Patient) | [104 empty] | Regulator | Push-To-Set™ Regulator | Suction Regulator | https://www.ohiomedical.com/products/suctionregulators/push-to-set-suction-regulator/spec/14128/ | https://www.medexline.com/office-supplies/ohio-medical-corporation-regulator-vacuum-w-adapter-locking-gland-model-8701-1251-905/ | https://www.graylinemedical.com/products/amvex-corporation-regulator-components-regulator-suction-ohio-trap-dir-only-8701-1251-905?srsltid=AfmBOopW5G0sjrfFs5E3zHoWNl_YR4jGpRZVZyk_Wkw8rKFJX4HOODiP |  |  | Vijaylakshmi | 100 | 30 | 0
HCPB11_476 | Ohio Medical | 8702-1251-901 |  | Regulator | Push-To-Set™ Off-White Suction Regulator |  | Ohio Medical has been providing suction products to healthcare facilities worldwide for more than 50 years. Our vacuum regulators continue to be the preferred choice for maximum performance, high quality and minimum maintenance. Similar to Continuous Three Mode Adult but provides intermittent and continuous mode. The unique, silent, patented unilogic timing module provides a reliable, quiet means of cycling the regulator on and off during intermittent suctioning. Safety Features include: Push-To-Set. |  |  |  | 1.5lb |  |  |  | https://solsuite-staticcontent.azurewebsites.net/f07fcd4c-deb0-4afd-ab93-279dd96ca0f7/Configurator/PTSConfig/9984f09f-1567-46e5-a984-aee6894a0d86.png | [9 empty] | https://www.ohiomedical.com/wp-content/uploads/Medical-Devices-Full-Line-Global-Product-Catalog-255540.pdf | https://www.ohiomedical.com/wp-content/uploads/8700-0007-000Rev.-21_PTS_IFU_Manual.pdf | https://www.ohiomedical.com/wp-content/uploads/PTS-Vacuum-Regulator-Spec-Sheet-550702.pdf |  |  |  |  | Our family of vacuum regulators come with the durable, time tested, quality design hospitals have come to know and depend on | Built-in feature eliminates the need to occlude patient tubing to set accurate vacuum levels | Only takes two turns from zero to full wall v | For greater safety (+/-1% of full scale) | Clear markings: Shows what mode the unit is in | Top mounted on/off switch: For ease of use | [7 empty] | Brand Name | Push-To-Set™ | Type | Suction | Size |  | Color | Off-White | Material |  | Dimensions |  | For Use With |  | Color Standard | Domestic (ANSI) | Gauge Display | Analog | Patient Use | Adult (Standard) | Mode | Continuous/Intermittent (0 to 200mmHg) | Connection | DISS Handtight ANSI (Wall), Tubing Nipple (Patient) | [104 empty] | Regulator | Push-To-Set™ Regulator | Suction Regulator | https://www.ohiomedical.com/products/suctionregulators/push-to-set-suction-regulator/spec/14129/ | https://www.rcmedical.com/viewProduct.cfm?productID=2916 | https://www.medequipdepot.com/products/8702-1251-901-ohio-medical-isu-hit-nip.html?srsltid=AfmBOoqYX0BWsWi9HHc3yBbgEqVhG2bIJX2sjoiqCNRaeG1v39UNCl2u |  |  | Vijaylakshmi | 100 | 30 | 0
HCPB11_477 | Ohio Medical | 8702-1251-908 |  | Regulator | Push-To-Set™ Off-White Suction Regulator |  | Ohio Medical has been providing suction products to healthcare facilities worldwide for more than 50 years. Our vacuum regulators continue to be the preferred choice for maximum performance, high quality and minimum maintenance. Similar to Continuous Three Mode Adult but provides intermittent and continuous mode. The unique, silent, patented unilogic timing module provides a reliable, quiet means of cycling the regulator on and off during intermittent suctioning. Safety Features include: Push-To-Set. |  |  |  | 1.5lb |  |  |  | https://solsuite-staticcontent.azurewebsites.net/f07fcd4c-deb0-4afd-ab93-279dd96ca0f7/Configurator/PTSConfig/9984f09f-1567-46e5-a984-aee6894a0d86.png | [9 empty] | https://www.ohiomedical.com/wp-content/uploads/Medical-Devices-Full-Line-Global-Product-Catalog-255540.pdf | https://www.ohiomedical.com/wp-content/uploads/8700-0007-000Rev.-21_PTS_IFU_Manual.pdf | https://www.ohiomedical.com/wp-content/uploads/PTS-Vacuum-Regulator-Spec-Sheet-550702.pdf |  |  |  |  | Our family of vacuum regulators come with the durable, time tested, quality design hospitals have come to know and depend on | Built-in feature eliminates the need to occlude patient tubing to set accurate vacuum levels | Only takes two turns from zero to full wall v | For greater safety (+/-1% of full scale) | Clear markings: Shows what mode the unit is in | Top mounted on/off switch: For ease of use | [7 empty] | Brand Name | Push-To-Set™ | Type | Suction | Size |  | Color | Off-White | Material |  | Dimensions |  | For Use With |  | Color Standard | Domestic (ANSI) | Gauge Display | Analog | Patient Use | Adult (Standard) | Mode | Continuous/Intermittent (0 to 200mmHg) | Connection | DISS Handtight ANSI (Wall), DISS Male And Overflow Safety Trap with DISS Wing Nut And Gland (Patient) | [104 empty] | Regulator | Push-To-Set™ Regulator | Suction Regulator | https://www.ohiomedical.com/products/suctionregulators/push-to-set-suction-regulator/spec/14130/ | https://www.medexline.com/office-supplies/ohio-medical-corporation-regulator-suction-imtercont-model-8702-1251-908/ |  |  |  | Vijaylakshmi | 100 | 29 | 0
HCPB11_478 | Ohio Medical | 8705-1279-908 |  | Regulator | Push-To-Set™ Off-White Suction Regulator |  | Ohio Medical has been providing suction products to healthcare facilities worldwide for more than 50 years. Our vacuum regulators continue to be the preferred choice for maximum performance, high quality and minimum maintenance. Similar to Continuous Three Mode Adult but provides intermittent and continuous mode. The unique, silent, patented unilogic timing module provides a reliable, quiet means of cycling the regulator on and off during intermittent suctioning. Safety Features include: Push-To-Set. |  |  |  | 1.5lb |  |  |  | https://solsuite-staticcontent.azurewebsites.net/f07fcd4c-deb0-4afd-ab93-279dd96ca0f7/Configurator/PTSConfig/ea43d53f-53e6-4bc5-a146-843e6bdfd023.png | [9 empty] | https://www.ohiomedical.com/wp-content/uploads/Medical-Devices-Full-Line-Global-Product-Catalog-255540.pdf | https://www.ohiomedical.com/wp-content/uploads/8700-0007-000Rev.-21_PTS_IFU_Manual.pdf | https://www.ohiomedical.com/wp-content/uploads/PTS-Vacuum-Regulator-Spec-Sheet-550702.pdf |  |  |  |  | Our family of vacuum regulators come with the durable, time tested, quality design hospitals have come to know and depend on | Built-in feature eliminates the need to occlude patient tubing to set accurate vacuum levels | Only takes two turns from zero to full wall v | For greater safety (+/-1% of full scale) | Clear markings: Shows what mode the unit is in | Top mounted on/off switch: For ease of use | [7 empty] | Brand Name | Push-To-Set™ | Type | Suction | Size |  | Color | Off-White | Material |  | Dimensions |  | For Use With |  | Color Standard | Domestic (ANSI) | Gauge Display | Analog | Patient Use | Neonatal | Mode | Continuous/Intermittent (0 to 100mmHg) | Connection | Chemetron ANSI (Wall), DISS Male And Overflow Safety Trap with DISS Wing Nut And Gland (Patient) | [104 empty] | Regulator | Push-To-Set™ Regulator | Suction Regulator | https://www.ohiomedical.com/products/suctionregulators/push-to-set-suction-regulator/spec/14131/ |  |  |  |  | Vijaylakshmi | 100 | 28 | 0
HCPB11_479 | Ohio Medical | AD-CHUA-HB4 |  | Adapter | Amvex 1/4in Hose Barb Chemetron Medical Air USA Adapter | [9 empty] | AD-CHUA-HB4.jpg | AD-CHUA-HB4_1.jpg | [28 empty] | Brand Name | Amvex | Type | Chemetron, Medical Air, USA | Size |  | Color |  | Material |  | Dimensions |  | For Use With |  | Connection | 1/4in Hose Barb | [112 empty] | Adapter | Amvex Adapter | Medical Air Adapter | https://www.ohiomedical.com/wp-content/uploads/Medical-Devices-Full-Line-Global-Product-Catalog-255540.pdf | https://www.medequipdepot.com/products/ad-chua-hb4-ohio-medical-chemetron-adapter-1-4-hose-barb-air-usa.html |  |  |  | Vijaylakshmi | 100 | 14 | 0
HCPB11_48 | Carestream Health | SPAH7161 |  | Roller Set | Red Front Roller Set For DirectView Vita CR Series | [9 empty] | https://d1mv2b9v99cq0i.cloudfront.net/eyJidWNrZXQiOiJ3ZWItbmluamEtaW1hZ2VzIiwia2V5IjoiYXJvc3lzdGVtc1wvaW1hZ2VzXC9wcm9kaW1nXC8zNDQ0ODZfMS5qcGciLCJlZGl0cyI6eyJyZXNpemUiOnsid2lkdGgiOjQ4MCwiaGVpZ2h0Ijo0ODAsImZpdCI6Imluc2lkZSIsIndpdGhvdXRFbmxhcmdlbWVudCI6dHJ1ZX19LCJ2ZXJzaW9uIjoiNmNlNDgxOGQ0MTRmYWJjY2ViZDY5YTc3YjFiMTg1N2QwZjY5NjA3MCJ9 | [29 empty] | Brand Name |  | Type | Front | Size |  | Color | Red | Material |  | Dimensions |  | For Use With | For DirectView Vita CR Series | [114 empty] | Front Roller Set | Red Front Roller Set |  |  | https://www.arosystems.com.au/product/344486-carestream-red-rollers-front-to-suit-directview-vita-cr-s | https://www.twilightmed.com/part/spah7161/ | https://pmbiomedical.com/products/img_parts_front-roller-vita_56455 |  | Asha | 81.25 | 13 | 3
HCPB11_480 | Ohio Medical | AD-CHUO-M4 |  | Adapter | Amvex 1/4in NPT Male Chemetron Oxygen Adapter | [9 empty] | AD-CHUO-M4.jpg | AD-CHUO-M4_1.jpg | [28 empty] | Brand Name | Amvex | Type | Chemetron, Oxygen | Size |  | Color |  | Material |  | Dimensions |  | For Use With |  | Connection | 1/4in NPT Male | [112 empty] | Adapter | Amvex Adapter | Oxygen Adapter | https://www.ohiomedical.com/wp-content/uploads/Medical-Devices-Full-Line-Global-Product-Catalog-255540.pdf | https://www.medequipdepot.com/products/ad-chuo-m4-ohio-medical-adapter-chem-o2-1-4-nptm.html |  |  |  | Vijaylakshmi | 100 | 14 | 0
HCPB11_481 | Ohio Medical | AD-CHUV-HB4 |  | Adapter | Amvex 1/4in Hose Barb Chemetron Vacuum USA Adapter | [9 empty] | AD-CHUV-HB4.jpg | AD-CHUV-HB4_1.jpg | [28 empty] | Brand Name | Amvex | Type | Chemetron, Vacuum, USA | Size |  | Color |  | Material |  | Dimensions |  | For Use With |  | Connection | 1/4in Hose Barb | [112 empty] | Adapter | Amvex Adapter | Vacuum Adapter | https://www.ohiomedical.com/wp-content/uploads/Medical-Devices-Full-Line-Global-Product-Catalog-255540.pdf | https://www.medequipdepot.com/products/ad-chuv-hb4-ohio-medical-chemetron-adapter-1-4-hose-barb-vac-usa.html |  |  |  | Vijaylakshmi | 100 | 14 | 0
HCPB11_482 | Ohio Medical | AD-CHUV-HB5 |  | Adapter | Amvex 5/16in Hose Barb Chemetron Vacuum USA Adapter | [9 empty] | AD-CHUV-HB4.jpg | AD-CHUV-HB4_1.jpg | [28 empty] | Brand Name | Amvex | Type | Chemetron, Vacuum, USA | Size |  | Color |  | Material |  | Dimensions |  | For Use With |  | Connection | 5/16in Hose Barb | [112 empty] | Adapter | Amvex Adapter | Vacuum Adapter | https://www.ohiomedical.com/wp-content/uploads/Medical-Devices-Full-Line-Global-Product-Catalog-255540.pdf | https://www.medequipdepot.com/products/ad-chuv-hb5-ohio-medical-chemetron-adapter-5-16-hose-barb-vac-us.html |  |  |  | Vijaylakshmi | 100 | 14 | 0
HCPB11_483 | Ohio Medical | AD-CHUW-DM |  | Adapter | Amvex DISS Male Chemetron WAGD Adapter | [9 empty] | AD-CHUW-DM.jpg | AD-CHUW-DM_1.jpg | [28 empty] | Brand Name | Amvex | Type | Chemetron, WAGD | Size |  | Color |  | Material |  | Dimensions |  | For Use With |  | Connection | DISS Male | [112 empty] | Adapter | Amvex Adapter | WAGD Adapter | https://www.ohiomedical.com/wp-content/uploads/Medical-Devices-Full-Line-Global-Product-Catalog-255540.pdf | https://www.medequipdepot.com/products/ad-chuw-dm-ohio-medical-chemetron-adapter-diss-male-wagd.html |  |  |  | Vijaylakshmi | 100 | 14 | 0
HCPB11_484 | Ohio Medical | AD-CHUW-HB4 |  | Adapter | Amvex 1/4in Hose Barb Chemetron WAGD Adapter | [9 empty] | AD-CHUW-HB4.jpg | AD-CHUW-HB4_1.jpg | [28 empty] | Brand Name | Amvex | Type | Chemetron, WAGD | Size |  | Color |  | Material |  | Dimensions |  | For Use With |  | Connection | 1/4in Hose Barb | [112 empty] | Adapter | Amvex Adapter | WAGD Adapter | https://www.ohiomedical.com/wp-content/uploads/Medical-Devices-Full-Line-Global-Product-Catalog-255540.pdf | https://www.medequipdepot.com/products/ad-chuw-hb4-ohio-medical-chemetron-adapter-1-4-hose-barb-wagd.html |  |  |  | Vijaylakshmi | 100 | 14 | 0
HCPB11_485 | Ohio Medical | AD-OHUA-DMDC |  | Adapter | DISS Male Ohmeda Medical Air USA Adapter | [9 empty] | AD-OHUA-DMDC.jpg | AD-OHUA-DMDC_1.jpg | [28 empty] | Brand Name |  | Type | Ohmeda, Medical Air, USA | Size |  | Color |  | Material |  | Dimensions |  | For Use With |  | Connection | DISS Male | [112 empty] | Adapter | Ohmeda Adapter | Medical Air Adapter | https://www.ohiomedical.com/wp-content/uploads/Medical-Devices-Full-Line-Global-Product-Catalog-255540.pdf | https://www.medequipdepot.com/products/ad-ohua-dmdc-ohio-medical-ohmeda-adapter-diss-male-check-air-usa.html |  |  |  | Vijaylakshmi | 100 | 13 | 0
HCPB11_486 | Ohio Medical | AD-OHUC-M2 |  | Adapter | 1/8in NPT Male Ohmeda Carbon Dioxide Adapter | [9 empty] | AD-OHUC-M2.jpg | AD-OHUC-M2_1.jpg | [28 empty] | Brand Name |  | Type | Ohmeda, Carbon Dioxide | Size |  | Color |  | Material |  | Dimensions |  | For Use With |  | Connection | 1/8in NPT Male | [112 empty] | Adapter | Ohmeda Adapter | Carbon Dioxide Adapter | https://www.ohiomedical.com/wp-content/uploads/Medical-Devices-Full-Line-Global-Product-Catalog-255540.pdf | https://www.medequipdepot.com/products/ad-ohuc-m2-ohio-medical-ohmeda-adapter-1-8-mnpt-co2.html |  |  |  | Vijaylakshmi | 100 | 13 | 0
HCPB11_487 | Ohio Medical | AD-PBUV-M2 |  | Adapter | Puritan Bennett 1/8in NPT Male Vacuum USA Adapter | [9 empty] | AD-PBUV-M2.jpg | [29 empty] | Brand Name | Puritan Bennett | Type | Vacuum, USA | Size |  | Color |  | Material |  | Dimensions |  | For Use With |  | Connection | 1/8in NPT Male | [112 empty] | Adapter | Puritan Bennett Adapter | Vacuum Adapter | https://www.ohiomedical.com/wp-content/uploads/Medical-Devices-Full-Line-Global-Product-Catalog-255540.pdf | https://www.medequipdepot.com/products/ad-pbuv-m2-ohio-medical-puritan-bennet-adapter-1-8-mnpt-vac-us.html |  |  |  | Vijaylakshmi | 100 | 13 | 0
HCPB11_488 | Ohio Medical | AI2561ASY |  | Kit | PM Instavac Aspirator Kit | [39 empty] | Brand Name |  | Type | PM Instavac Aspirator | Size |  | Color |  | Material |  | Dimensions |  | For Use With | [115 empty] | Aspirator Kit | PM Instavac Aspirator Kit |  |  | https://www.cna-medical.com/product-p/ai2561asy.htm | https://www.medequipdepot.com/products/ai2561asy-ohio-medical-kit-p-m-instavac-aspirator.html?srsltid=AfmBOorr55veRnaOuNjfGtG_2DAr3dqLBkHf0h-7Z3fmyFDL-eA_6sEM |  |  | Vijaylakshmi | 100 | 9 | 0
HCPB11_489 | Ohio Medical | AI5785-14 |  | Filter | In-Line Suction Filter With 14in Tubing | [39 empty] | Brand Name |  | Type | In-Line, Suction | Size |  | Color |  | Material |  | Dimensions |  | For Use With |  | Includes | 14in Tubing | [111 empty] | 50/Case | Filter | Suction Filter | In-Line Filter | https://www.ohiomedical.com/wp-content/uploads/Medical-Devices-Full-Line-Global-Product-Catalog-255540.pdf | https://www.medequipdepot.com/products/ai5785-14-ohio-medical-filter-in-line-with-14-tubing.html?srsltid=AfmBOopCGN0tE9hgvNOaZPru-4bbmobjGgH0TIJoOq81__-HMsYYz7NF | https://www.cna-medical.com/product-p/ai5785-14.htm | https://www.graylinemedical.com/products/ohio-medical-instavac-c-mobile-aspirator-components-in-line-filter-with-14-tubing-suction-ai5785-14c?srsltid=AfmBOors3CiK29Ca5Lo0yN_Ygq6l7EAABhGb3hSQtD7D0kw1wuL_yEwT |  | Vijaylakshmi | 100 | 14 | 0
HCPB11_49 | Carestream Health | SPAL2347 | HP E24T G4 | Touch Monitor | 21.24 W x 1.85 D x 12.73in H 100 - 240VAC 50/60Hz 23.8in FHD Display Touch Monitor | [5 empty] | 12.8lb | 21.24in | 12.73in | 1.85in | https://ssl-product-images.www8-hp.com/digmedialib/prodimg/lowres/c06962180.png | [29 empty] | Brand Name |  | Type | FHD Display | Size |  | Color |  | Material |  | Dimensions |  | For Use With |  | Display Size | 23.8in | Native Resolution | FHD (1920 x 1080) [1] | Pixel Pitch | 0.206mm | Contrast Ratio | 1000:1 | Aspect Ratio | 16:9 | Brightness | 300 nits | Power Consumption | 52 W (maximum), 25 W (typical), 0.5 W (standby) | Operating Humidity Range | 20 to 80% non-condensing | Voltage | 100-240VAC | Frequency | 50/60 Hz | Operating Temperature Range | 5 To 35Deg C | [90 empty] | 19.2lb |  | Touch Monitor | FHD Display Touch Monitor |  |  | https://support.hp.com/us-en/product/details/hp-e24t-g4-fhd-touch-monitor/34513980 | https://store.zrgmedical.com/products/spal2347-display-fhd-touch-monitor-24-hp-e24t-g4 |  |  | Asha | 96.3 | 26 | 1
HCPB11_490 | Ohio Medical | BA-O-F2 |  | Body Adapter | DISS Male x 1/8in NPT Female Oxygen Body Adapter | [9 empty] | https://solsuite-staticcontent.azurewebsites.net/f07fcd4c-deb0-4afd-ab93-279dd96ca0f7/Catalog/DISSNN/336a06f1-34e4-46fa-bbac-ac9e17472569.png | [9 empty] | https://www.ohiomedical.com/wp-content/uploads/Medical-Devices-Full-Line-Global-Product-Catalog-255540.pdf | [19 empty] | Brand Name |  | Type | Oxygen | Size |  | Color |  | Material |  | Dimensions |  | For Use With |  | Connection | DISS Male x 1/8in NPT Female | [112 empty] | Body Adapter | Oxygen Body Adapter |  | https://www.ohiomedical.com/products/fittings/diss-fittings/spec/BA-O-F2/ |  |  |  |  | Vijaylakshmi | 75 | 9 | 3
HCPB11_491 | Ohio Medical | BA-O-M2 |  | Body Adapter | DISS Male x 1/8in NPT Male Oxygen Body Adapter | [9 empty] | https://solsuite-staticcontent.azurewebsites.net/f07fcd4c-deb0-4afd-ab93-279dd96ca0f7/Catalog/DISSNN/1d3f4fb6-7cee-49d5-a30f-608a5086c1cb.png | [9 empty] | https://www.ohiomedical.com/wp-content/uploads/Medical-Devices-Full-Line-Global-Product-Catalog-255540.pdf | [19 empty] | Brand Name |  | Type | Oxygen | Size |  | Color |  | Material |  | Dimensions |  | For Use With |  | Connection | DISS Male x 1/8in NPT Male | [112 empty] | Body Adapter | Oxygen Body Adapter |  | https://www.ohiomedical.com/products/fittings/diss-fittings/spec/BA-O-M2/ |  |  |  |  | Vijaylakshmi | 75 | 9 | 3
HCPB11_492 | Ohio Medical | BA-O-M4 |  | Body Adapter | DISS Male x 1/4in NPT Male Oxygen Body Adapter | [9 empty] | https://solsuite-staticcontent.azurewebsites.net/f07fcd4c-deb0-4afd-ab93-279dd96ca0f7/Catalog/DISSNN/25652f53-24c4-4180-9f80-8e46fc9bd548.png | [9 empty] | https://www.ohiomedical.com/wp-content/uploads/Medical-Devices-Full-Line-Global-Product-Catalog-255540.pdf | [19 empty] | Brand Name |  | Type | Oxygen | Size |  | Color |  | Material |  | Dimensions |  | For Use With |  | Connection | DISS Male x 1/4in NPT Male | [112 empty] | Body Adapter | Oxygen Body Adapter |  | https://www.ohiomedical.com/products/fittings/diss-fittings/spec/BA-O-M4/ |  |  |  |  | Vijaylakshmi | 75 | 9 | 3
HCPB11_493 | Ohio Medical | CO-OHUO-DN |  | Coupler | DISS Nut/Nipple Ohmeda Oxygen USA Coupler | [9 empty] | CO-OHUO-DN.jpg | CO-OHUO-DN_1.jpg | [28 empty] | Brand Name |  | Type | DISS Nut/Nipple, Ohmeda, Oxygen, USA | Size |  | Color |  | Material |  | Dimensions |  | For Use With | [115 empty] | Coupler | Ohmeda Coupler | Oxygen Coupler | https://www.ohiomedical.com/wp-content/uploads/Medical-Devices-Full-Line-Global-Product-Catalog-255540.pdf |  |  |  |  | Vijaylakshmi | 100 | 11 | 0
HCPB11_494 | Ohio Medical | FM-01UO-CH |  | Flowmeter | Amvex 28 W x 139 D x 139mm H 1LPM Thorpe Oxygen USA Flowmeter |  | The complete line of Amvex® Thorpe style Flowmeters range from Neonatal to Adult. All Flowmeters come with a standard 1/8” FNPT connection, but may be customized to fit your needs. They have impact resistant flow tubes and shrouds with solid brass bodies for durability. MR conditional options are also available. CE options are available for the Amvex Thorpe style Flowmeters. They are available in USA and ISO colors and meet all applicable regulatory requirements. |  |  |  | 159g | 28mm | 139mm | 139mm | FM-01UO-CH.jpg | [9 empty] | https://www.ohiomedical.com/wp-content/uploads/Medical-Devices-Full-Line-Global-Product-Catalog-255540.pdf | https://www.ohiomedical.com/wp-content/uploads/medical-gas-flowmeters-instructions-for-use-7700-0631-000.pdf | https://www.ohiomedical.com/wp-content/uploads/Amvex-Medical-Gas-Flowmeters-ANSI-Spec-Sheet-MK-FM-SPEC-U.pdf |  |  |  |  | Back pressure compensated so flow accuracy is not affected by restrictions | Color coded inner tube and labeling | White background for enhanced visibility | Includes an inlet filter and inlet extension | No strip "D" shape knob | [8 empty] | Brand Name | Amvex | Type | Thorpe, Oxygen, USA | Size |  | Color |  | Material |  | Dimensions |  | For Use With |  | Flow Rating | 1LPM | Connection | Chemetron (Patient) | [110 empty] | Flowmeter | Amvex Flowmeter | Oxygen Flowmeter |  | https://mdar.mda.gov.my/frontend/web/index.php?r=carian%2Freport&id=21436 | https://documents.cdn.ifixit.com/jsNlFQUFyEgtejZa.pdf |  |  | Vijaylakshmi | 96.3 | 26 | 1
HCPB11_495 | Ohio Medical | FM-12UC-DHXX-S |  | Flowmeter | Amvex 28 W x 139 D x 139mm H 12LPM Thorpe Carbon Dioxide USA Flowmeter |  | The complete line of Amvex® Thorpe style Flowmeters range from Neonatal to Adult. All Flowmeters come with a standard 1/8” FNPT connection, but may be customized to fit your needs. They have impact resistant flow tubes and shrouds with solid brass bodies for durability. MR conditional options are also available. CE options are available for the Amvex Thorpe style Flowmeters. They are available in USA and ISO colors and meet all applicable regulatory requirements. |  |  |  | 159g | 28mm | 139mm | 139mm | FM-12UC-DHXX-S.jpg | [9 empty] | https://www.ohiomedical.com/wp-content/uploads/Medical-Devices-Full-Line-Global-Product-Catalog-255540.pdf | https://www.ohiomedical.com/wp-content/uploads/medical-gas-flowmeters-instructions-for-use-7700-0631-000.pdf | https://www.ohiomedical.com/wp-content/uploads/Amvex-Medical-Gas-Flowmeters-ANSI-Spec-Sheet-MK-FM-SPEC-U.pdf |  |  |  |  | Back pressure compensated so flow accuracy is not affected by restrictions | Color coded inner tube and labeling | White background for enhanced visibility | Includes an inlet filter and inlet extension | No strip "D" shape knob | [8 empty] | Brand Name | Amvex | Type | Thorpe, Carbon Dioxide, USA | Size |  | Color |  | Material |  | Dimensions |  | For Use With |  | Flow Rating | 12LPM | Color Standard | Domestic (ANSI) | Connection | DISS Handtight (Wall), Swivel/Tubing Nipple | Power Take-Off | No | [106 empty] | Flowmeter | Amvex Flowmeter | Carbon Dioxide Flowmeter | https://www.ohiomedical.com/products/flowmeters/amvex-thorpe-flowmeter/spec/14124/ | https://www.medequipdepot.com/products/fm-12uc-dhxx-s-ohio-medical-12-lpm-flow-meter-diss-handtight-us-swiv.html?srsltid=AfmBOorfSFRknNTAF_wX9ZVVDDWSno-Z3bjJE3TCkAq4UHROM3zXPwMx |  |  |  | Vijaylakshmi | 96.55 | 28 | 1
HCPB11_496 | Ohio Medical | FM-15UA-DHPT |  | Flowmeter | Amvex 28 W x 139 D x 139mm H 15LPM Thorpe Medical Air USA Flowmeter |  | The complete line of Amvex® Thorpe style Flowmeters range from Neonatal to Adult. All Flowmeters come with a standard 1/8” FNPT connection, but may be customized to fit your needs. They have impact resistant flow tubes and shrouds with solid brass bodies for durability. MR conditional options are also available. CE options are available for the Amvex Thorpe style Flowmeters. They are available in USA and ISO colors and meet all applicable regulatory requirements. |  |  |  | 159g | 28mm | 139mm | 139mm | https://solsuite-staticcontent.azurewebsites.net/f07fcd4c-deb0-4afd-ab93-279dd96ca0f7/Configurator/AmvexThorpeFMConfig/090e6d80-37df-45f2-bbb3-35016c16c05c.png | [9 empty] | https://www.ohiomedical.com/wp-content/uploads/Medical-Devices-Full-Line-Global-Product-Catalog-255540.pdf | https://www.ohiomedical.com/wp-content/uploads/medical-gas-flowmeters-instructions-for-use-7700-0631-000.pdf | https://www.ohiomedical.com/wp-content/uploads/Amvex-Medical-Gas-Flowmeters-ANSI-Spec-Sheet-MK-FM-SPEC-U.pdf |  |  |  |  | Back pressure compensated so flow accuracy is not affected by restrictions | Color coded inner tube and labeling | White background for enhanced visibility | Includes an inlet filter and inlet extension | No strip "D" shape knob | [8 empty] | Brand Name | Amvex | Type | Thorpe, Medical Air, USA | Size |  | Color |  | Material |  | Dimensions |  | For Use With |  | Flow Rating | 15LPM | Color Standard | Domestic (ANSI) | Connection | DISS Handtight (Wall) | Pressure Rating | 50psi | [106 empty] | Flowmeter | Amvex Flowmeter | Medical Air Flowmeter | https://www.ohiomedical.com/products/flowmeters/amvex-thorpe-flowmeter/spec/14125/ |  |  |  |  | Vijaylakshmi | 96.43 | 27 | 1
HCPB11_497 | Ohio Medical | FM-15UO-OHXX-S |  | Flowmeter | Amvex 28 W x 139 D x 139mm H 15LPM Thorpe Oxygen USA Flowmeter |  | The complete line of Amvex® Thorpe style Flowmeters range from Neonatal to Adult. All Flowmeters come with a standard 1/8” FNPT connection, but may be customized to fit your needs. They have impact resistant flow tubes and shrouds with solid brass bodies for durability. MR conditional options are also available. CE options are available for the Amvex Thorpe style Flowmeters. They are available in USA and ISO colors and meet all applicable regulatory requirements. |  |  |  | 159g | 28mm | 139mm | 139mm | FM-15UO-OHXX-S.jpg | [9 empty] | https://www.ohiomedical.com/wp-content/uploads/Medical-Devices-Full-Line-Global-Product-Catalog-255540.pdf | https://www.ohiomedical.com/wp-content/uploads/medical-gas-flowmeters-instructions-for-use-7700-0631-000.pdf | https://www.ohiomedical.com/wp-content/uploads/Amvex-Medical-Gas-Flowmeters-ANSI-Spec-Sheet-MK-FM-SPEC-U.pdf |  |  |  |  | Back pressure compensated so flow accuracy is not affected by restrictions | Color coded inner tube and labeling | White background for enhanced visibility | Includes an inlet filter and inlet extension | No strip "D" shape knob | [8 empty] | Brand Name | Amvex | Type | Thorpe, Oxygen, USA | Size |  | Color |  | Material |  | Dimensions |  | For Use With |  | Flow Rating | 15LPM | Color Standard | Domestic (ANSI) | Connection | Ohmeda Diamond (Wall), Swivel/Tubing Nipple | Power Take-Off | No | [106 empty] | Flowmeter | Amvex Flowmeter | Oxygen Flowmeter | https://www.ohiomedical.com/products/flowmeters/amvex-thorpe-flowmeter/spec/14126/ | https://www.medequipdepot.com/products/fm-15uo-ohxx-s-ohio-medical-flowmeter-15-lpm-ohmeda-oxy-usa-swi.html |  |  |  | Vijaylakshmi | 96.55 | 28 | 1
HCPB11_498 | Ohio Medical | FM-70UO-OH |  | Flowmeter | Amvex 28 W x 139 D x 139mm H 70LPM Thorpe Oxygen USA Flowmeter |  | The complete line of Amvex® Thorpe style Flowmeters range from Neonatal to Adult. All Flowmeters come with a standard 1/8” FNPT connection, but may be customized to fit your needs. They have impact resistant flow tubes and shrouds with solid brass bodies for durability. MR conditional options are also available. CE options are available for the Amvex Thorpe style Flowmeters. They are available in USA and ISO colors and meet all applicable regulatory requirements. |  |  |  | 159g | 28mm | 139mm | 139mm | FM-70UO-OH.jpg | [9 empty] | https://www.ohiomedical.com/wp-content/uploads/Medical-Devices-Full-Line-Global-Product-Catalog-255540.pdf | https://www.ohiomedical.com/wp-content/uploads/medical-gas-flowmeters-instructions-for-use-7700-0631-000.pdf | https://www.ohiomedical.com/wp-content/uploads/Amvex-Medical-Gas-Flowmeters-ANSI-Spec-Sheet-MK-FM-SPEC-U.pdf |  |  |  |  | Back pressure compensated so flow accuracy is not affected by restrictions | Color coded inner tube and labeling | White background for enhanced visibility | Includes an inlet filter and inlet extension | No strip "D" shape knob | [8 empty] | Brand Name | Amvex | Type | Thorpe, Oxygen, USA | Size |  | Color |  | Material |  | Dimensions |  | For Use With |  | Flow Rating | 70LPM | Connection | Ohmeda Inlet (Patient) | [110 empty] | Flowmeter | Amvex Flowmeter | Oxygen Flowmeter |  | https://www.medequipdepot.com/products/fm-70uo-oh-ohio-medical-flowmeter-oxy-0-70-lpm-ohmeda-inlet.html | https://shop.gendco.com/flowmeter-oxgen-70lpm-ohmeda-quick-connect--1 |  |  | Vijaylakshmi | 96.3 | 26 | 1
HCPB11_499 | Ohio Medical | FM-SWIVEL-C100 |  | Nipple | Clear Plastic Tubing Swivel Nipple For Flowmeter | [9 empty] | https://www.graylinemedical.com/cdn/shop/products/AXVWIVELC100_PRI01_26256217-9229-4570-bc79-9bff4eab9e38_300x288.jpg?v=1597333957 | [29 empty] | Brand Name |  | Type | Tubing, Swivel | Size |  | Color | Clear | Material | Plastic | Dimensions |  | For Use With | For Flowmeter | [113 empty] | 100/Pack | Nipple | Swivel Nipple | Flowmeter Nipple | https://www.ohiomedical.com/wp-content/uploads/Medical-Devices-Full-Line-Global-Product-Catalog-255540.pdf | https://www.graylinemedical.com/products/ohio-medical-plastic-tubing-nipple-swivel-plastic-tubing-nipple-for-flowmeter-clear-100pack-fm-swivel-c100?srsltid=AfmBOoqDTyMrS6zbOi0eEunJfW-adtLvbxIr_a2KhA8GhxhvEcI2p6LW |  |  |  | Vijaylakshmi | 100 | 15 | 0
HCPB11_5 | Carestream Health, Inc | 70-04299 |  | FCS Lamp Socket | FCS Lamp Socket For Rad Room |  |  | 90 Days |  | EUREKA | 1lb |  |  |  | https://images.dotmed.com/cgi-bin/size.pl?i=2820267.jpg&s=640&t=2 | [29 empty] | Brand Name |  | Type |  | Size |  | Color |  | Material |  | Dimensions |  | For Use With | For Rad Room | [114 empty] | Lamp Socket | FCS Lamp Socket | Rad Room FCS Lamp Socket |  | https://www.dotmed.com/listing/rad-room/eureka/any/70-04299/2820267 |  |  |  | Lakshmi_1 | 92.31 | 12 | 1
HCPB11_50 | Carestream Health | SPAM4974 |  | Board Assembly | Board Assembly For DRX Revolution/Evolution SCB Imageview |  |  | 90 Days | [6 empty] | https://www.medicaloutfittersparts.com/web/image/product.product/13350/image_1024/%5BSPAF9763%2C%20SPAM4974%5D%20Carestream%20DRX%20Revolution%20AY-SCB%20-%20Image%20View%2C%20PN%20SPAM4974?unique=57f3d3e | https://www.medicaloutfittersparts.com/web/image/product.image/6090/image_1024/Carestream%20DRX%20Revolution%20AY-SCB%20-%20Image%20View%2C%20PN%20SPAF9763%2C%20SPAM4974?unique=c71b422 | https://www.medicaloutfittersparts.com/web/image/product.image/6091/image_1024/Carestream%20DRX%20Revolution%20AY-SCB%20-%20Image%20View%2C%20PN%20SPAF9763%2C%20SPAM4974?unique=c71b422 | [27 empty] | Brand Name |  | Type |  | Size |  | Color |  | Material |  | Dimensions |  | For Use With | For DRX Revolution/Evolution SCB Imageview | [114 empty] | Board Assembly | SCB Imageview Board Assembly |  |  | https://www.medicaloutfittersparts.com/shop/spaf9763-spam4974-carestream-drx-revolution-ay-scb-image-view-pn-spam4974-26117 | https://pmbiomedical.com/products/img_parts_ay-scb-imageview-exch_63779 | https://pt.dotmed.com/listing/portable-x-ray/carestream/revolution/spam4974spaf9763/4551074 |  | Asha | 86.67 | 13 | 2
HCPB11_500 | Ohio Medical | GR-346 |  | Regulator | Tank Medical Air Nut/Nipple Compact Style Regulator | [9 empty] | GR-346.jpg | [29 empty] | Brand Name |  | Type | Tank, Medical Air, Nut/Nipple, Compact Style | Size |  | Color |  | Material |  | Dimensions |  | For Use With |  | Connection | DISS | Preset Pressure Rating | 50/60psi | [110 empty] | Regulator | Tank Regulator | Medical Air Regulator | https://www.ohiomedical.com/wp-content/uploads/Medical-Devices-Full-Line-Global-Product-Catalog-255540.pdf |  |  |  |  | Vijaylakshmi | 100 | 12 | 0
HCPB11_501 | Ohio Medical | GR-940 |  | Regulator | Carbon Dioxide Yoke CGA 940 Compact Style Regulator | [9 empty] | GR-940.jpg | [29 empty] | Brand Name |  | Type | Carbon Dioxide, Yoke CGA 940, Compact Style | Size |  | Color |  | Material |  | Dimensions |  | For Use With |  | Connection | DISS | Preset Pressure Rating | 50/60psi | [110 empty] | Regulator | Carbon Dioxide Regulator | Yoke Regulator | https://www.ohiomedical.com/wp-content/uploads/Medical-Devices-Full-Line-Global-Product-Catalog-255540.pdf |  |  |  |  | Vijaylakshmi | 100 | 12 | 0
HCPB11_502 | Ohio Medical | GR-950-OF |  | Regulator | Medical Air Yoke Compact Style Regulator | [9 empty] | GR-940.jpg | [29 empty] | Brand Name |  | Type | Medical Air, Yoke, Compact Style | Size |  | Color |  | Material |  | Dimensions |  | For Use With |  | Connection | Ohmeda Female | Preset Pressure Rating | 50/60psi | [110 empty] | Regulator | Medical Air Regulator | Yoke Regulator | https://www.ohiomedical.com/wp-content/uploads/Medical-Devices-Full-Line-Global-Product-Catalog-255540.pdf | https://accessgudid.nlm.nih.gov/devices/00628101621773 |  |  |  | Vijaylakshmi | 100 | 13 | 0
HCPB11_503 | Ohio Medical | HS-FER-562 |  | Ferrule | 0.562 ID x 0.75in L Ferrule For 1/4in Hose | [9 empty] | https://rpsmedcare.com/upload/productBigSizeImg/172306313554119.jpg | https://rpsmedcare.com/upload/productBigSizeImg/172306313586016.jpg | [8 empty] | https://www.ohiomedical.com/wp-content/uploads/Amvex-Hose-Spec-Sheet-550733.pdf | [19 empty] | Brand Name |  | Type |  | Size | 0.375in | Color |  | Material |  | Dimensions |  | For Use With | For 1/4in Hose | Length | 0.75in | Inner Diameter | 0.562in | [109 empty] | 1/Pack | Ferrule | Hose Ferrule |  | https://www.ohiomedical.com/products/hoses/amvex-bulk-hoses/ | https://rpsmedcare.com/product-details/ohio-medical-ferrule-for-14-hose-by-ohio-medical-hs-fer-562-10-each | https://medicaltestingsolutions.com/product/hose-ferrule-562-id-75-len-375-prc-pl-hs-fer-562/ | https://pdf.medicalexpo.com/pdf/ohio-medical/adapters-couplers-hose-assemblies/76966-176692.html |  | Vijaylakshmi | 100 | 18 | 0
HCPB11_504 | Ohio Medical | VR-C3U2-F2A |  | Regulator | Amvex White Vacuum Suction Regulator |  | Amvex offers a comprehensive line of suction regulators to help service your adult, pediatric, neonate and surgical populations. They are available in both intermittent and continuous models. Because our regulators have a technologically advanced design using modularity, your healthcare institution can easily upgrade models from analog to digital, and from continuous to intermittent. This modularity also provides for simple serviceability and maintenance. |  |  |  | 1.5lb |  |  |  | VR-C3U2-F2A.jpg | [9 empty] | https://www.ohiomedical.com/wp-content/uploads/Medical-Devices-Full-Line-Global-Product-Catalog-255540.pdf | https://www.ohiomedical.com/wp-content/uploads/OEM-Solutions-255530.pdf | [5 empty] | Patented digital display technology | Large numbers indicate exact suction level | Low battery indicator | No calibration required | Easy to read from up to 30ft away | [8 empty] | Brand Name | Amvex | Type | Vacuum, Suction | Size |  | Color | White | Material |  | Dimensions |  | For Use With |  | Color Standard | Domestic (ANSI) | Gauge Display | Analog | Patient Use | Adult | Mode | Continuous Three Mode (0 to 300mmHg) | Connection | 1/8in NPT Female (Wall/Patient) | [104 empty] | Regulator | Amvex Regulator | Vacuum Regulator | https://www.ohiomedical.com/products/suctionregulators/amvex-vacuum-regulator/spec/14097/ | https://mercurymed.com/catalogs/ADR_SuctionRegulators.pdf | https://www.medequipdepot.com/products/vr-c3u2-f2a-ohio-medical-vr-cont-3-mode-f2-f2-analog.html?srsltid=AfmBOopy9qSmk0Dg-NS4d1LIoICaMXYIU6tXznKF5ufRFr-bN7O15pNB |  |  | Vijaylakshmi | 100 | 28 | 0
HCPB11_505 | Ohio Medical | VR-C3UT-CMA |  | Regulator | Amvex White Vacuum Suction Regulator |  | Amvex offers a comprehensive line of suction regulators to help service your adult, pediatric, neonate and surgical populations. They are available in both intermittent and continuous models. Because our regulators have a technologically advanced design using modularity, your healthcare institution can easily upgrade models from analog to digital, and from continuous to intermittent. This modularity also provides for simple serviceability and maintenance. |  |  |  | 1.5lb |  |  |  | VR-C3UT-CMA.jpg | [9 empty] | https://www.ohiomedical.com/wp-content/uploads/Medical-Devices-Full-Line-Global-Product-Catalog-255540.pdf | https://www.ohiomedical.com/wp-content/uploads/OEM-Solutions-255530.pdf | [5 empty] | Patented digital display technology | Large numbers indicate exact suction level | Low battery indicator | No calibration required | Easy to read from up to 30ft away | [8 empty] | Brand Name | Amvex | Type | Vacuum, Suction | Size |  | Color | White | Material |  | Dimensions |  | For Use With |  | Color Standard | Domestic (ANSI) | Gauge Display | Analog | Patient Use | Adult | Mode | Continuous Three Mode (0 to 300mmHg) | Connection | Chemetron (Wall), Tubing Nipple (Patient) | [104 empty] | Regulator | Amvex Regulator | Vacuum Regulator | https://www.ohiomedical.com/products/suctionregulators/amvex-vacuum-regulator/spec/14098/ | https://mercurymed.com/catalogs/ADR_SuctionRegulators.pdf | https://www.medequipdepot.com/products/vr-c3ut-cma-ohio-medical-vac-reg-analog-3-mode-continuos-tubing-n.html |  |  | Vijaylakshmi | 100 | 28 | 0
HCPB11_506 | Ohio Medical | VR-C3UT-DHA |  | Regulator | Amvex White Vacuum Suction Regulator |  | Amvex offers a comprehensive line of suction regulators to help service your adult, pediatric, neonate and surgical populations. They are available in both intermittent and continuous models. Because our regulators have a technologically advanced design using modularity, your healthcare institution can easily upgrade models from analog to digital, and from continuous to intermittent. This modularity also provides for simple serviceability and maintenance. |  |  |  | 1.5lb |  |  |  | VR-C3UT-DHA.jpg | [9 empty] | https://www.ohiomedical.com/wp-content/uploads/Medical-Devices-Full-Line-Global-Product-Catalog-255540.pdf | https://www.ohiomedical.com/wp-content/uploads/OEM-Solutions-255530.pdf | [5 empty] | Patented digital display technology | Large numbers indicate exact suction level | Low battery indicator | No calibration required | Easy to read from up to 30ft away | [8 empty] | Brand Name | Amvex | Type | Vacuum, Suction | Size |  | Color | White | Material |  | Dimensions |  | For Use With |  | Color Standard | Domestic (ANSI) | Gauge Display | Analog | Patient Use | Adult | Mode | Continuous Three Mode (0 to 300mmHg) | Connection | DISS Handtight (Wall), Tubing Nipple (Patient) | [104 empty] | Regulator | Amvex Regulator | Vacuum Regulator | https://www.ohiomedical.com/products/suctionregulators/amvex-vacuum-regulator/spec/14101/ | https://mercurymed.com/catalogs/ADR_SuctionRegulators.pdf | https://www.medequipdepot.com/products/vr-c3ut-dha-ohio-medical-vr-contin-3-mode-bbarb-out-dh-in-analog.html |  |  | Vijaylakshmi | 100 | 28 | 0
HCPB11_507 | Ohio Medical | VR-CHUT-DHA |  | Regulator | Amvex White Vacuum Suction USA Regulator |  | Amvex offers a comprehensive line of suction regulators to help service your adult, pediatric, neonate and surgical populations. They are available in both intermittent and continuous models. Because our regulators have a technologically advanced design using modularity, your healthcare institution can easily upgrade models from analog to digital, and from continuous to intermittent. This modularity also provides for simple serviceability and maintenance. |  |  |  | 1.5lb |  |  |  | VR-CHUT-DHA.jpg | [9 empty] | https://www.ohiomedical.com/wp-content/uploads/Medical-Devices-Full-Line-Global-Product-Catalog-255540.pdf | https://www.ohiomedical.com/wp-content/uploads/OEM-Solutions-255530.pdf | [5 empty] | Patented digital display technology | Large numbers indicate exact suction level | Low battery indicator | No calibration required | Easy to read from up to 30ft away | [8 empty] | Brand Name | Amvex | Type | Vacuum, Suction, USA | Size |  | Color | White | Material |  | Dimensions |  | For Use With |  | Color Standard | Domestic (ANSI) | Gauge Display | Analog | Patient Use | Adult | Mode | Continuous Three Mode (0 to 300mmHg) | Connection | DISS Handtight (Wall), Tubing Nipple (Patient) | [104 empty] | Regulator | Amvex Regulator | Vacuum Regulator | https://www.ohiomedical.com/products/suctionregulators/amvex-vacuum-regulator/spec/14100/ | https://mercurymed.com/catalogs/ADR_SuctionRegulators.pdf | https://www.medequipdepot.com/products/vr-chut-dha-ohio-medical-vac-reg-cont-high-tn-dh-analog-usa.html |  |  | Vijaylakshmi | 100 | 28 | 0
HCPB11_508 | Ohio Medical | VR-CIU2-OMA |  | Regulator | Amvex White Vacuum Suction USA Regulator |  | Amvex offers a comprehensive line of suction regulators to help service your adult, pediatric, neonate and surgical populations. They are available in both intermittent and continuous models. Because our regulators have a technologically advanced design using modularity, your healthcare institution can easily upgrade models from analog to digital, and from continuous to intermittent. This modularity also provides for simple serviceability and maintenance. |  |  |  | 1.5lb |  |  |  | VR-CIU2-OMA.jpg | [9 empty] | https://www.ohiomedical.com/wp-content/uploads/Medical-Devices-Full-Line-Global-Product-Catalog-255540.pdf | https://www.ohiomedical.com/wp-content/uploads/OEM-Solutions-255530.pdf | [5 empty] | Patented digital display technology | Large numbers indicate exact suction level | Low battery indicator | No calibration required | Easy to read from up to 30ft away | [8 empty] | Brand Name | Amvex | Type | Vacuum, Suction, USA | Size |  | Color | White | Material |  | Dimensions |  | For Use With |  | Color Standard | Domestic (ANSI) | Gauge Display | Analog | Patient Use | Adult | Mode | Continuous/Intermittent (0 to 300mmHg) | Connection | Ohmeda (Wall), 1/8in NPT Female (Patient) | [104 empty] | Regulator | Amvex Regulator | Vacuum Regulator | https://www.ohiomedical.com/products/suctionregulators/amvex-vacuum-regulator/spec/14102/ | https://mercurymed.com/catalogs/ADR_SuctionRegulators.pdf | https://www.medequipdepot.com/products/vr-ciu2-oma-ohio-medical-vac-reg-cont-int-om-1-8fnpt-analog-usa.html |  |  | Vijaylakshmi | 100 | 28 | 0
HCPB11_509 | Ohio Medical | VR-CIUD-CMA |  | Regulator | Amvex White Vacuum Suction Regulator |  | Amvex offers a comprehensive line of suction regulators to help service your adult, pediatric, neonate and surgical populations. They are available in both intermittent and continuous models. Because our regulators have a technologically advanced design using modularity, your healthcare institution can easily upgrade models from analog to digital, and from continuous to intermittent. This modularity also provides for simple serviceability and maintenance. |  |  |  | 1.5lb |  |  |  | VR-CIUD-CMA.jpg | [9 empty] | https://www.ohiomedical.com/wp-content/uploads/Medical-Devices-Full-Line-Global-Product-Catalog-255540.pdf | https://www.ohiomedical.com/wp-content/uploads/OEM-Solutions-255530.pdf | [5 empty] | Patented digital display technology | Large numbers indicate exact suction level | Low battery indicator | No calibration required | Easy to read from up to 30ft away | [8 empty] | Brand Name | Amvex | Type | Vacuum, Suction | Size |  | Color | White | Material |  | Dimensions |  | For Use With |  | Color Standard | Domestic (ANSI) | Gauge Display | Analog | Patient Use | Adult | Mode | Continuous/Intermittent (0 to 300mmHg) | Connection | Chemetron (Wall), DISS Male (Patient) | [104 empty] | Regulator | Amvex Regulator | Vacuum Regulator | https://www.ohiomedical.com/products/suctionregulators/amvex-vacuum-regulator/spec/14104/ | https://mercurymed.com/catalogs/ADR_SuctionRegulators.pdf | https://www.medequipdepot.com/products/vr-ciud-cma-ohio-medical-cont-int-chem-male-diss-male-ag.html |  |  | Vijaylakshmi | 100 | 28 | 0
HCPB11_51 | Datex-Ohmeda | 1001-8889-000 |  | Kit | Gas Scavenging System Kit With Needle Valve | [9 empty] | https://services.gehealthcare.in/medias/1001-8889-000-001.jpg?context=bWFzdGVyfGltYWdlc3wyNTIzMzR8aW1hZ2UvanBlZ3xhVzFoWjJWekwyaGhZUzlvTVdNdk9EZzROVFEzTlRnek5Ua3pOQzVxY0djfDMzM2MyYzFkYjU4Mzg3MWIzMWUwYzE1YWM2MGJjNzBkNTBjNjI3OTcxNmViYjgwZTgzY2ZmZTNkZWVmNTRhNzM | https://services.gehealthcare.in/medias/1001-8889-000-002.jpg?context=bWFzdGVyfGltYWdlc3wyNTY5MTV8aW1hZ2UvanBlZ3xhVzFoWjJWekwyaG1aaTlvWlRVdk9EZzROVFV3TURZME1UTXhNQzVxY0djfGUxYjQzN2NiMzczNjBhNzczMzljODFmODI5ZWU0OTJmNzZjYjYzMTZiYzg3Y2Y0YWYxNjc2MTBlMDFjYmYxNDM | https://services.gehealthcare.in/medias/1001-8889-000-003.jpg?context=bWFzdGVyfGltYWdlc3wyNTkwNjZ8aW1hZ2UvanBlZ3xhVzFoWjJWekwyaGtPUzlvTWpVdk9EZzROVFV5TlRReE16a3hPQzVxY0djfGQ2ZDc1ODIzMTY4MDI5M2ViYzY4NWYwNTU3Yjg1N2ZhZDRlNTI2MDNkYzUzMWI2YjM2NWMzZGQ5ZjgxOTZiMDI | https://services.gehealthcare.in/medias/1001-8889-000-004.jpg?context=bWFzdGVyfGltYWdlc3wyNTQ0MDR8aW1hZ2UvanBlZ3xhVzFoWjJWekwyZzJPQzlvWXpRdk9EZzROVFUwTnpVek1qTXhPQzVxY0djfDY3ODViNzgzYzE1Y2Y5N2U5ODEzZWZmMzU3OTdmODg1YTdmNTE3ODk2ZWQwNjVmZmE3YTllM2FmMjkyY2I3M2E | [6 empty] | https://documents.cdn.ifixit.com/UPneMmYuSKs5TLMO.pdf | [19 empty] | Brand Name |  | Type | Gas Scavenging System | Size |  | Color |  | Material |  | Dimensions |  | For Use With | For Modulus II With 7000 Ventilator | With | With Needle Valve | [112 empty] | Gas Scavenging System Kit |  |  | https://dev-services.gehealthcare.in/gehcstorefront/p/1001-8889-000 |  |  |  |  | Ashok | 100 | 14 | 0
HCPB11_510 | Ohio Medical | VR-CIUD-OMA |  | Regulator | Amvex White Vacuum Suction USA Regulator |  | Amvex offers a comprehensive line of suction regulators to help service your adult, pediatric, neonate and surgical populations. They are available in both intermittent and continuous models. Because our regulators have a technologically advanced design using modularity, your healthcare institution can easily upgrade models from analog to digital, and from continuous to intermittent. This modularity also provides for simple serviceability and maintenance. |  |  |  | 1.5lb |  |  |  | VR-CIUD-OMA.jpg | [9 empty] | https://www.ohiomedical.com/wp-content/uploads/Medical-Devices-Full-Line-Global-Product-Catalog-255540.pdf | https://www.ohiomedical.com/wp-content/uploads/OEM-Solutions-255530.pdf | [5 empty] | Patented digital display technology | Large numbers indicate exact suction level | Low battery indicator | No calibration required | Easy to read from up to 30ft away | [8 empty] | Brand Name | Amvex | Type | Vacuum, Suction, USA | Size |  | Color | White | Material |  | Dimensions |  | For Use With |  | Color Standard | Domestic (ANSI) | Gauge Display | Analog | Patient Use | Adult | Mode | Continuous/Intermittent (0 to 300mmHg) | Connection | Ohmeda (Wall), DISS Male (Patient) | [104 empty] | Regulator | Amvex Regulator | Vacuum Regulator | https://www.ohiomedical.com/products/suctionregulators/amvex-vacuum-regulator/spec/14103/ | https://mercurymed.com/catalogs/ADR_SuctionRegulators.pdf | https://www.medequipdepot.com/products/vr-ciud-oma-ohio-medical-vac-reg-cont-int-om-dm-analog-usa.html |  |  | Vijaylakshmi | 100 | 28 | 0
HCPB11_511 | Ohio Medical | VR-FLTR-M2HB4 |  | Filter | 1/8in MNPT x 1/4in Hose Barb Disposable Hydrophobic Suction Ventilator Respiratory Bacteria Filter | [9 empty] | VR-FLTR-M2HB4.jpg | [29 empty] | Brand Name |  | Type | Disposable, Hydrophobic, Suction, Ventilator Respiratory, Bacteria | Size |  | Color |  | Material |  | Dimensions |  | For Use With |  | Connection | 1/8in MNPT x 1/4in Hose Barb | [112 empty] | Filter | Hydrophobic Filter | Suction Filter | https://www.ohiomedical.com/wp-content/uploads/Disposable-Suction-Filter-6700-0236-000.pdf | https://www.medequipdepot.com/products/vr-xfltr-m2hb4-ohio-medical-vr-bacteria-filter-1-8mpt-1-4hb.html?srsltid=AfmBOorwqYtsSLNADA7DTl8nme3ayGZH-bmFcF9AJaH-ujByVb_c9Q-x |  |  |  | Vijaylakshmi | 100 | 12 | 0
HCPB11_512 | Ohio Medical | VR-TRAP-DH |  | Trap | Vacuum Trap With Safety DISS Handtite Inlet | [9 empty] | VR-TRAP-DH.jpg | [29 empty] | Brand Name |  | Type | Vacuum | Size |  | Color |  | Material |  | Dimensions |  | For Use With |  | Includes | Safety DISS Handtite Inlet | [112 empty] | Trap | Vacuum Trap |  |  | https://www.graylinemedical.com/products/ohio-vac-trap-wsafety-handtite-inlet-trap-w-diss-ht-connection-vr-trap-dh?srsltid=AfmBOoo3XEzE8MZNERyCm5JoA6czNfuIghjEjYCr0w8tCRHnVz3El_rf | https://www.megamedical.com.au/wp-content/uploads/2023/12/6700-0235-000-Rev.-3-Overflow-Safety-Trap-IFU-Manual-English.pdf?srsltid=AfmBOoq_Cat_wb8SPei-lAf_wx_qJMjUoGFSKAEYXlpnIX3EHUmDgNB0 | https://www.sinnansan.com/wp-content/uploads/2023/10/Catalog-AMVEX-matched-Flowmeter.pdf |  | Vijaylakshmi | 100 | 12 | 0
HCPB11_513 | Ohio Medical | VR-TRAP-DN |  | Trap | Vacuum Trap With Overflow Safety DN Inlet | [39 empty] | Brand Name |  | Type | Vacuum | Size |  | Color |  | Material |  | Dimensions |  | For Use With |  | Includes | Overflow Safety DN Inlet | [112 empty] | Trap | Vacuum Trap |  |  | https://www.medequipdepot.com/products/vr-trap-dn-ohio-medical-vacuum-trap-w-overflow-safety-dn-inlet.html?srsltid=AfmBOoqDckXIbFWGmVZtXBUD3Itt5bbgs4PU6E30fjdO4wAd4C70ftAk |  |  |  | Vijaylakshmi | 100 | 9 | 0
HCPB11_514 | Ohio Medical | WA-RCAN10-VRDF |  | Canister | 1000cc Polycarbonate Reusable DISS Canister For WA-CNLNR-1000 Liner |  | Connects reusable outer canister directly to vacuum regulator DISS where no wall mount is available. Wall to outer edge of canister is 8.5in | [7 empty] | WA-RCAN10-VRDF.jpg | [29 empty] | Brand Name |  | Type | Reusable, DISS | Size |  | Color |  | Material | Polycarbonate | Dimensions |  | For Use With | For WA-CNLNR-1000 Liner | Capacity | 1000cc | [112 empty] | Canister | Polycarbonate Canister | Reusable Canister | https://www.ohiomedical.com/wp-content/uploads/Canister-Spec-Sheet-550654.pdf |  |  |  |  | Vijaylakshmi | 100 | 14 | 0
HCPB11_515 | Ohio Medical | YB-DM-DCUO-DH |  | Assembly | 1/8in FNPT Coupler DISS Oxygen Assembly | [9 empty] | https://www.ohiomedical.com/wp-content/uploads/YB-DM-DCUO-DH-1024x776.png | [9 empty] | https://www.ohiomedical.com/wp-content/uploads/Medical-Devices-Full-Line-Global-Product-Catalog-255540.pdf | [19 empty] | Brand Name |  | Type | Coupler, DISS, Oxygen | Size |  | Color |  | Material |  | Dimensions |  | For Use With |  | Connection | 1/8in FNPT | [112 empty] | Assembly | Coupler Assembly | Oxygen Assembly | https://www.ohiomedical.com/products/fittings/amvex-block-assemblies/ |  |  |  |  | Vijaylakshmi | 75 | 9 | 3
HCPB11_516 | Ohio Medical | YB-FM-15UO-CHPT |  | Flowmeter | 0 to 15LPM Chemetron Adapter Oxygen Twin Flowmeter | [9 empty] | YB-FM-15UO-CHPT.jpg | [29 empty] | Brand Name |  | Type | Chemetron Adapter, Oxygen, Twin | Size |  | Color |  | Material |  | Dimensions |  | For Use With |  | Flow Rating | 0 to 15LPM | Power Take Off | Yes | [110 empty] | Flowmeter | Twin Flowmeter | Oxygen Flowmeter |  | https://www.medequipdepot.com/products/yb-fm-15uo-chpt-ohio-medical-twin-flwmtr-o2-0-15l-pto-chem-adptr.html | https://www.hcdsolutions.net/_medical-equipment/7-gas_block_assemblies.pdf |  |  | Vijaylakshmi | 100 | 13 | 0
HCPB11_517 | Precision Medical | 0124 |  | Nipple | 1/4in Hose Barb Outlet Green Oxygen Disposable Medical Tubing DISS Nipple |  | Disposable Tubing nipples have a 1/4″ Hose Barb outlet and are single patient use. They are available in clear, yellow, black, white, and green colors. Our disposable tubing nipples are sold individually as well as in packs of 25 and 50. | [7 empty] | https://precisionmedical.com/wp-content/uploads/2022/06/0124.webp | [9 empty] | https://precisionmedical.com/wp-content/uploads/2025/05/ProductCatalog_MedicalFittings.pdf | [19 empty] | Brand Name |  | Type | Disposable, Medical Tubing, DISS | Size |  | Color | Green | Material |  | Dimensions |  | For Use With |  | Gas Type | Oxygen | Connection | 1/4in Hose Barb Outlet | Patient Use | Single | [107 empty] | 1/Pack | Nipple | Disposable Nipple | Medical Tubing Nipple | https://precisionmedical.com/product/disposable-medical-tubing-nipple/?attribute_color=Green&attribute_quantity=Single | https://mms.mckesson.com/product/485135/Precision-Medical-0124 | https://www.medicalgassupplier.com/product/precision-medical-124-disposable-tubing-nipple/ | https://medicaltestingsolutions.com/product/0124-disposable-tubing-nipple-green/ | https://www.graylinemedical.com/products/precision-medical-disposable-tubing-nipple-disposable-tubing-nipple-for-oxygen-flowmeter-green-0124?srsltid=AfmBOor5BwX-zx4lZ2Z_3S4P-nipJRckeyPEkp7iF8z01zxwX17NK4Fs | Vijaylakshmi | 100 | 21 | 0
HCPB11_518 | Precision Medical | 168715D |  | Regulator | EasyDial 4.25in L Oxygen Regulator |  | Precision Medical’s EasyDial Reg Oxygen Regulator is our top selling oxygen regulator. The compact unit is only 4.25” long and weighs less than 8 oz. Each regulator model comes standard with a large, knurled flow adjustment knob to make flow adjustment simple for patients. EasyDial Reg Oxygen Regulator is designed for safety with a built-in pressure relief valve, as well as a protected contents gauge. The low force Viton yoke seal provides a superior tank-to-regulator seal and has an innovative design that minimizes normal flow variation that occurs as tank pressure drops. | 5 Years |  |  | 7.8oz |  |  |  | https://precisionmedical.com/wp-content/uploads/2022/06/168715D-500x500.webp | [9 empty] | https://precisionmedical.com/wp-content/uploads/2025/05/ProductCatalog_OxygenAirRegulators.pdf | https://precisionmedical.com/wp-content/uploads/2022/06/502444_Rev11.pdf | [5 empty] | Low force Viton yoke seal provides a better tank-to-regulator seal | Ergonomic T-handle | Lightweight aluminum body and cap | 6 gauge protector colorways | Contents gauge on the front and the flow gauge on the top | [8 empty] | Brand Name | EasyDial | Type | Oxygen | Size |  | Color |  | Material |  | Dimensions |  | For Use With |  | Pressure Rating | 50psi | Flow Rating | 0 to 15LPM | Connection | 870 Yoke (CGA), Tubing Nipple (Patient) | Length | 4.25in | Includes | Gauge | [104 empty] | Regulator | EasyDial Regulator | Oxygen Regulator | https://precisionmedical.com/product/easydial-oxygen-regulator/?attribute_psi=50+PSI&attribute_liter-flow=0-15+l%2Fmin&attribute_cga-connection-type=870+Yoke+Style&attribute_patient-connection=Tubing+Nipple&attribute_gauge=Yes&attribute_extension=No | https://mms.mckesson.com/product/463906/Precision-Medical-168715D | https://www.graylinemedical.com/products/precision-medical-easydial-reg-oxygen-regulators-components-oxygen-regulator-for-e-tank-0-to-15-lpm-168715d?srsltid=AfmBOoqpJirhOJe6dqrC_6-U2iJLyC9GtrpmaRlUkz4kQJJMsMIlF5EX | https://ventureresp.com/precision-medical-oxygen-flow-regulator-0-15-lpm-cga-870-yolk-style-168715d/ |  | Vijaylakshmi | 100 | 29 | 0
HCPB11_519 | Precision Medical | 168715DSDS |  | Regulator | EasyDial 4.25in L Oxygen Regulator |  | Precision Medical’s EasyDial Reg Oxygen Regulator is our top selling oxygen regulator. The compact unit is only 4.25” long and weighs less than 8 oz. Each regulator model comes standard with a large, knurled flow adjustment knob to make flow adjustment simple for patients. EasyDial Reg Oxygen Regulator is designed for safety with a built-in pressure relief valve, as well as a protected contents gauge. The low force Viton yoke seal provides a superior tank-to-regulator seal and has an innovative design that minimizes normal flow variation that occurs as tank pressure drops. | 5 Years |  |  | 7.8oz |  |  |  | https://precisionmedical.com/wp-content/uploads/2022/06/168715DSDS-500x500.webp | [9 empty] | https://precisionmedical.com/wp-content/uploads/2025/05/ProductCatalog_OxygenAirRegulators.pdf | https://precisionmedical.com/wp-content/uploads/2022/06/502444_Rev11.pdf | [5 empty] | Low force Viton yoke seal provides a better tank-to-regulator seal | Ergonomic T-handle | Lightweight aluminum body and cap | 6 gauge protector colorways | Contents gauge on the front and the flow gauge on the top | [8 empty] | Brand Name | EasyDial | Type | Oxygen | Size |  | Color |  | Material |  | Dimensions |  | For Use With |  | Pressure Rating | 50psi | Flow Rating | 0 to 15LPM | Connection | 870 Yoke (CGA), Straight DISS Male (Patient) | Length | 4.25in | Includes | Gauge | [104 empty] | Regulator | EasyDial Regulator | Oxygen Regulator | https://precisionmedical.com/product/easydial-oxygen-regulator/?attribute_psi=50+PSI&attribute_liter-flow=0-15+l%2Fmin&attribute_cga-connection-type=870+Yoke+Style&attribute_patient-connection=Straight+DISS+Male&attribute_gauge=Yes&attribute_extension=No | https://mms.mckesson.com/product/926120/PRECISION-MEDICA-168715DSDS | https://www.medicalgassupplier.com/product/easy-dial-reg-oxygen-regulator-cga-870-o2-diss-outlet/ | https://www.medequipdepot.com/168715dsds-precision-medical-yoke-style-870-cga-connection-easy-dial-reg-with-diss-outlet-flow-rate-0-15/?srsltid=AfmBOopHbijSC5PTOgqG-fZoospTWjHRRV5sqXuwPw3TW-8HS9BHX79- | https://megadepot.com/product/precision-medical-168715dsds-k-easydial-oxygen-regulator?srsltid=AfmBOoog6_PtRuAvb6sQrmaP1VYqhvpt_MdfeV3LMmHy8waubcj0f8u7 | Vijaylakshmi | 100 | 30 | 0
HCPB11_52 | Datex-Ohmeda | 1006-1325-000 |  | Keyboard | Front Panel Ventilator Control Display Keyboard |  | The Keyboard Front Panel Ventilator Control Display is a custom designed panel assembly intended for use in anesthesia machines. The keyboard control panel is used to control the operations of the ventilator system. The control panel assembly is comprised of clear display window, nine membrane switches, rotary encoder, knob button, LED, audio, connectors, green LED, self-clinch studs, hex standoff, display window, dust gasket and graphic overlay label. The front panel assembly has a 480 x 240 pixel EL panel that displays measured and user adjustable parameters. The user can change parameters with touch switches on the membrane or a rotary encoder with a switch. LED's are incorporated in the membrane switch to indicate alarms, mechanical ventilation “On/ Standby” and “Power”. The products high quality material helps to offer reliable operation, efficient functioning and longer life span. | [7 empty] | https://services.gehealthcare.in/medias?context=bWFzdGVyfGltYWdlc3w0NTYxM3xpbWFnZS9qcGVnfGltYWdlcy9oYjQvaDExLzg3OTYyOTIyNTE2NzguanBnfDQwMTZmNjIxMjk4YWZiMGNhMmQ4YmQ1M2FhNzA2OWIxMDA4NThhMWRlYjhlNmNmZjQyNWZmYjYwYWRkZmRkOTY | [9 empty] | http://www.frankshospitalworkshop.com/equipment/documents/ventilators/service_manuals/Datex-Ohmeda%207900%20Ventilator%20-%20Service%20manual%20(2004).pdf | [6 empty] | High quality front panel assembly for anesthesia system | Easy to install | Excellent temperature, chemical and UV resistant | Integral green LED indications | [9 empty] | Brand Name |  | Type | Front Panel Ventilator Control Display | Size |  | Color |  | Material |  | Dimensions |  | For Use With | For Aestiva/5 7900 Anesthesia Ventilator | [114 empty] | Keyboard | Display Keyboard | Front Panel Ventilator Control Display Keyboard | https://dev-services.gehealthcare.in/gehcstorefront/p/1006-1325-000 | https://services.gehealthcare.in/gehcstorefront/p/1006-1325-000 |  |  |  | Ashok | 100 | 18 | 0
HCPB11_520 | Precision Medical | 1MFA1001PTO | 1MFA | Flowmeter | 0 to 15LPM Polycarbonate Oxygen Chrome Flowmeter |  | The Chrome Series Flowmeter is a pressure compensated flowmeter designed to meet strict global standards of durability and accuracy. The polycarbonate flow tube ensures consistent readings and superb accuracy for precise low- and high-flow requirements. The low-flow model is labeled with a stork to clearly identify its application in neonatal environments. The large, knurled knobs are green and marked “O2” for oxygen for easy identification. | Lifetime (Flow Tube and Housing), 5 Years (Needle Valve), 1 Year (Other Parts) | [6 empty] | https://precisionmedical.com/wp-content/uploads/2022/06/1MFA1001PTO-500x500.webp | [9 empty] | https://precisionmedical.com/wp-content/uploads/2022/07/508768.pdf | https://precisionmedical.com/wp-content/uploads/2022/06/503349_Rev13_art_060823.pdf | [5 empty] | Highly accurate needle valves ensure precise flow-settings | Supply pressure of 50psi | Air and oxygen models available | Green knob marked with "O2" for easy identification | Durable polycarbonate housing | [8 empty] | Brand Name |  | Type | Oxygen, Chrome | Size |  | Color |  | Material | Polycarbonate | Dimensions |  | For Use With |  | Flow Rating | 0 to 15LPM | Color Standard | Domestic (US) | Power Take Off | Yes | Wall Connection | No Adapter with 1/8in NPT Female | Inlet Configuration | Standard | Pressure Rating | 50psi | [102 empty] | Flowmeter | Chrome Flowmeter | Oxygen Flowmeter | https://precisionmedical.com/product/oxygen-chrome-flowmeter/?attribute_color-type=Domestic+%28US%29&attribute_flow-rate=0-15+l%2Fmin&attribute_power-take-off=Yes&attribute_wall-connection=No+Adaptor+%281%2F8%22+NPT+Female%29&attribute_inlet-configuration=Standard&attribute_tubing-nipple=None | https://www.medequipdepot.com/1mfa1001pto-precision-medical-none-1-8-npt-f-with-pto-precision-medical/?srsltid=AfmBOoo95SN49trXWHt5P9aiJqibiLNKZZmGO2t3qPjzgvf5VYrsaFZK |  |  |  | Vijaylakshmi | 100 | 28 | 0
HCPB11_521 | Precision Medical | 1MFA1101 | 1MFA | Flowmeter | 2 to 26LPM Polycarbonate Oxygen Chrome Flowmeter |  | The Chrome Series Flowmeter is a pressure compensated flowmeter designed to meet strict global standards of durability and accuracy. The polycarbonate flow tube ensures consistent readings and superb accuracy for precise low- and high-flow requirements. The low-flow model is labeled with a stork to clearly identify its application in neonatal environments. The large, knurled knobs are green and marked “O2” for oxygen for easy identification. | Lifetime (Flow Tube and Housing), 5 Years (Needle Valve), 1 Year (Other Parts) | [6 empty] | https://precisionmedical.com/wp-content/uploads/2022/06/1MFA1001_angeledR-500x500.webp | [9 empty] | https://precisionmedical.com/wp-content/uploads/2022/07/508768.pdf | https://precisionmedical.com/wp-content/uploads/2022/06/503349_Rev13_art_060823.pdf | [5 empty] | Highly accurate needle valves ensure precise flow-settings | Supply pressure of 50psi | Air and oxygen models available | Green knob marked with "O2" for easy identification | Durable polycarbonate housing | [8 empty] | Brand Name |  | Type | Oxygen, Chrome | Size |  | Color |  | Material | Polycarbonate | Dimensions |  | For Use With |  | Flow Rating | 2 to 26LPM | Color Standard | Domestic (US) | Power Take Off | No | Wall Connection | No Adapter with 1/8in NPT Female | Inlet Configuration | Standard | Pressure Rating | 50psi | [102 empty] | Flowmeter | Chrome Flowmeter | Oxygen Flowmeter | https://precisionmedical.com/product/oxygen-chrome-flowmeter/?attribute_color-type=Domestic+%28US%29&attribute_flow-rate=2-26+l%2Fmin&attribute_power-take-off=No&attribute_wall-connection=No+Adaptor+%281%2F8%22+NPT+Female%29&attribute_inlet-configuration=Standard&attribute_tubing-nipple=None | https://www.medicalgasinstallers.com/product/precision-medical-1mfa1101-2-26-lpm-oxygen-flowmeter-1-8-nptf/ | https://www.medequipdepot.com/products/1mfa1101-precision-medical-1mfa-series-flowmeter-chrome-o2-26lpm-50psi.html?srsltid=AfmBOorNHo6FEmP9JPcRtZwKJiO3g7k6JKxO65k4BFuPfjH_72D-MN0X | https://megadepot.com/product/precision-medical-1mfa1101-1mfa-series-flow-meter-chrome-o2?srsltid=AfmBOor-esu3_yvb2VqchthAZRnv3wHRkvRmDsC7mVhXGmuOz78kBNZA |  | Vijaylakshmi | 100 | 30 | 0
HCPB11_522 | Precision Medical | 1MFA2001 | 1MFA | Flowmeter | 0 to 15LPM Polycarbonate Air Chrome Flowmeter |  | The Chrome Series Flowmeter is a pressure compensated flowmeter designed to meet strict global standards of durability and accuracy. The polycarbonate flow tube ensures consistent readings and superb accuracy for precise low- and high-flow requirements. The low-flow model is labeled with a stork to clearly identify its application in neonatal environments. The large, knurled knobs are yellow and marked “Air” for easy identification. | Lifetime (Flow Tube and Housing), 5 Years (Needle Valve), 1 Year (Other Parts) | [6 empty] | https://precisionmedical.com/wp-content/uploads/2022/06/1MFA2001-500x500.webp | [9 empty] | https://precisionmedical.com/wp-content/uploads/2022/07/508768.pdf | https://precisionmedical.com/wp-content/uploads/2022/06/503349_Rev13_art_060823.pdf | [5 empty] | Highly accurate needle valves ensure precise flow-settings | Supply pressure of 50psi | Air and oxygen models available | Yellow knob marked with “AIR” for easy identification | Durable polycarbonate housing | [8 empty] | Brand Name |  | Type | Air, Chrome | Size |  | Color |  | Material | Polycarbonate | Dimensions |  | For Use With |  | Flow Rating | 0 to 15LPM | Color Standard | Domestic (US) | Power Take Off | No | Wall Connection | No Adapter with 1/8in NPT Female | Inlet Configuration | Standard | Pressure Rating | 50psi | [102 empty] | Flowmeter | Chrome Flowmeter | Air Flowmeter | https://precisionmedical.com/product/air-chrome-flowmeter/?attribute_color-type=Domestic+%28US%29&attribute_flow-rate=0-15+l%2Fmin&attribute_power-take-off=No&attribute_wall-connection=No+Adaptor+%281%2F8%22+NPT+Female%29&attribute_inlet-configuration=Standard&attribute_tubing-nipple=None | https://www.graylinemedical.com/products/precision-medical-chrome-flowmeters-chrome-flowmeter-air-no-adapter-18-npt-0-15-lpm-1mfa2001?srsltid=AfmBOopSh1Kqzh6AQIcjXurcYaMJQfU7-GbVyXMCx0Ai4W_p9bQGu584 | https://www.medicalgasinstallers.com/product/precision-medical-1mfa2001-0-15-lpm-medical-air-flowmeter-1-8-nptf/ | https://www.slimedical.com/flowmeter-precision-medical-50-psi-1mfa2001.html?srsltid=AfmBOorcM-HeRf-UMqxl90nlfkjPBZCed9wwI4QBRrZM_caRF53uK7kj | https://www.medequipdepot.com/1mfa2001-precision-medical-none-1-8-npt-f/?srsltid=AfmBOooleiAXuehnaESILbw-nvgbSTQbv--WNX2WgjL7T44lQanF1mt3 | Vijaylakshmi | 100 | 31 | 0
HCPB11_523 | Precision Medical | 1MFA3001 | 1MFA | Flowmeter | 0 to 3LPM Polycarbonate Oxygen Chrome Flowmeter |  | The Chrome Series Flowmeter is a pressure compensated flowmeter designed to meet strict global standards of durability and accuracy. The polycarbonate flow tube ensures consistent readings and superb accuracy for precise low- and high-flow requirements. The low-flow model is labeled with a stork to clearly identify its application in neonatal environments. The large, knurled knobs are green and marked “O2” for oxygen for easy identification. | Lifetime (Flow Tube and Housing), 5 Years (Needle Valve), 1 Year (Other Parts) | [6 empty] | https://precisionmedical.com/wp-content/uploads/2022/06/1MFA1001_angeledR-500x500.webp | [9 empty] | https://precisionmedical.com/wp-content/uploads/2022/07/508768.pdf | https://precisionmedical.com/wp-content/uploads/2022/06/503349_Rev13_art_060823.pdf | [5 empty] | Highly accurate needle valves ensure precise flow-settings | Supply pressure of 50psi | Air and oxygen models available | Green knob marked with "O2" for easy identification | Durable polycarbonate housing | [8 empty] | Brand Name |  | Type | Oxygen, Chrome | Size |  | Color |  | Material | Polycarbonate | Dimensions |  | For Use With |  | Flow Rating | 0 to 3LPM | Color Standard | Domestic (US) | Power Take Off | No | Wall Connection | No Adapter with 1/8in NPT Female | Inlet Configuration | Standard | Pressure Rating | 50psi | [102 empty] | Flowmeter | Chrome Flowmeter | Oxygen Flowmeter | https://precisionmedical.com/product/oxygen-chrome-flowmeter/?attribute_color-type=Domestic+%28US%29&attribute_flow-rate=0-3+l%2Fmin&attribute_power-take-off=No&attribute_wall-connection=No+Adaptor+%281%2F8%22+NPT+Female%29&attribute_inlet-configuration=Standard&attribute_tubing-nipple=None | https://www.medicalgasinstallers.com/product/precision-medical-1mfa3001-0-3-lpm-pediatric-oxygen-flowmeter-1-8-nptf/ |  |  |  | Vijaylakshmi | 100 | 28 | 0
HCPB11_524 | Precision Medical | 1MFA8002 | 1MFA | Flowmeter | 0 to 70LPM Polycarbonate Oxygen Chrome Flowmeter |  | The Chrome Series Flowmeter is a pressure compensated flowmeter designed to meet strict global standards of durability and accuracy. The polycarbonate flow tube ensures consistent readings and superb accuracy for precise low- and high-flow requirements. The low-flow model is labeled with a stork to clearly identify its application in neonatal environments. The large, knurled knobs are green and marked “O2” for oxygen for easy identification. | Lifetime (Flow Tube and Housing), 5 Years (Needle Valve), 1 Year (Other Parts) | [6 empty] | https://precisionmedical.com/wp-content/uploads/2022/06/1MFA1001_angeledR-500x500.webp | [9 empty] | https://precisionmedical.com/wp-content/uploads/2022/07/508768.pdf | https://precisionmedical.com/wp-content/uploads/2022/06/503349_Rev13_art_060823.pdf | [5 empty] | Highly accurate needle valves ensure precise flow-settings | Supply pressure of 50psi | Air and oxygen models available | Green knob marked with "O2" for easy identification | Durable polycarbonate housing | [8 empty] | Brand Name |  | Type | Oxygen, Chrome | Size |  | Color |  | Material | Polycarbonate | Dimensions |  | For Use With |  | Flow Rating | 0 to 70LPM | Color Standard | Domestic (US) | Power Take Off | No | Wall Connection | DISS Female Hex Nut | Inlet Configuration | Standard | Pressure Rating | 50psi | [102 empty] | Flowmeter | Chrome Flowmeter | Oxygen Flowmeter | https://precisionmedical.com/product/oxygen-chrome-flowmeter/?attribute_color-type=Domestic+%28US%29&attribute_flow-rate=0-70+l%2Fmin&attribute_power-take-off=No&attribute_wall-connection=DISS+Female+Hex+Nut&attribute_inlet-configuration=Standard&attribute_tubing-nipple=None | https://www.medicalgasinstallers.com/product/precision-medical-1mfa8002-0-70-lpm-oxygen-flowmeter-diss-female-hex-nut/ | https://www.medequipdepot.com/1mfa8002-precision-medical-diss-hex-nut/?srsltid=AfmBOooXKWA2baxLVKJDVPp08Q4xPE3wtidiFFjPaJBtBJ15v74QKqQn |  |  | Vijaylakshmi | 100 | 29 | 0
HCPB11_525 | Precision Medical | 2362Y |  | Assembly | Male Quick Connect x Female Compact Coupler Compact Ohmeda Outlet Vacuum Assembly For Flowmeter |  | Precision Medical offers Y Block assemblies which can be used with Flowmeters, Vacuum Regulators, Couplers, Adapters and DISS Connectors. The Assemblies come standard with 1/8″ NPT Female but can be changed to 1/4″ NPT Female if needed. The Y Block Assemblies are available in oxygen, medical air, medical vacuum, nitrous oxide, and nitrogen. | [7 empty] | https://precisionmedical.com/wp-content/uploads/2022/06/2162Y-500x500.webp | [9 empty] | https://precisionmedical.com/wp-content/uploads/2025/05/ProductCatalog_MedicalFittings.pdf | [19 empty] | Brand Name |  | Type |  | Size |  | Color |  | Material |  | Dimensions |  | For Use With | For Flowmeter, Vacuum Regulator, Coupler, Adapter to DISS Connector | Gas Type | Vacuum | Oulet Type | Compact Ohmeda | Connection | Male Quick Connect x Female Compact Coupler | [108 empty] | Assembly | Vacuum Assembly | Flowmeter Assembly | https://precisionmedical.com/product/y-block-assemblies/?attribute_gas-type=Vacuum&attribute_outlet-type=Compact+Ohmeda+Style | https://www.medicalgassupplier.com/product/precision-medical-2326y-vacuum-y-block-assembly-compact-ohmeda/ | https://megadepot.com/product/precision-medical-2362y-y-block-assembly-ohmeda-compact-vacuum?srsltid=AfmBOoqJyMoA-vDV_DjsYtxMntXMPHIXNvJ6ssYE-XaoLkgNvBTpKiy3 | https://www.medequipdepot.com/products/2362y-precision-medical-y-assy-ohmeda-compact-vac.html?srsltid=AfmBOoqeLe-V_AVy-bFiaUt-gwZM9V5Ph5FcBeml05WJRV_sD7vBqqvL | https://www.graylinemedical.com/products/precision-medical-y-block-assemblies-ohmeda-vacuum-y-block-assembly-compact-2362y?srsltid=AfmBOoo8cL5ckcb-_DSrm0f8L_LWKTnzKeMS0hI5AjpF4k4utXRrwMx1 | Vijaylakshmi | 84.21 | 16 | 3
HCPB11_526 | Precision Medical | 3111S |  | Quick Connect | 1/4in Hose Barb With Swivel Oxygen Chemetron Quick Connect |  | Chemetron-Style Quick Connects are equipped with a stainless-steel striker to ensure strength and durability. They also have a Chrome-plated, 4 port high-flow nose. The Chemetron quick connects have an all-metal latching plate for durability. The color-coding on our quick connects along with their compact design makes them easy to identify and to use. | 1 Year | [6 empty] | https://precisionmedical.com/wp-content/uploads/2022/08/3101_angledR.jpg | [9 empty] | https://precisionmedical.com/wp-content/uploads/2025/05/ProductCatalog_MedicalFittings.pdf | [19 empty] | Brand Name |  | Type | Chemetron | Size |  | Color |  | Material |  | Dimensions |  | For Use With | For Flowmeter, Vacuum Regulator, Hose Assembly | Color Type | Domestic (US) | Gas Type | Oxygen | Outlet Type | 1/4in Hose Barb With Swivel | [108 empty] | Quick Connect | Chemetron Quick Connect | Flowmeter Quick Connect | https://precisionmedical.com/product/chemetron-quick-connect/?attribute_color-type=Domestic+%28US%29&attribute_gas-type=Oxygen&attribute_outlet-type=1%2F4%22+Hose+Barb+with+Swivel | https://megadepot.com/product/precision-medical-3111s-quick-connect-fitting-chemetron-oxygen?srsltid=AfmBOoq1WjlwNHJVdLSflkkynJ4VLqzXxFyOcofpvk9CTrPLvWPNHdMl | https://www.medequipdepot.com/products/3103-precision-medical-qc-chemetron-o2-x-1-4mnpt.html?srsltid=AfmBOooYzHS8BwQEtcWvUFcqSqqi7VmuXTJyCHh9NWyRxhUP3RdKkl9Q |  |  | Vijaylakshmi | 100 | 19 | 0
HCPB11_527 | Precision Medical | 3114 |  | Quick Connect | DISS Male With Check Valve Oxygen Chemetron Quick Connect |  | Chemetron-Style Quick Connects are equipped with a stainless-steel striker to ensure strength and durability. They also have a Chrome-plated, 4 port high-flow nose. The Chemetron quick connects have an all-metal latching plate for durability. The color-coding on our quick connects along with their compact design makes them easy to identify and to use. | 1 Year | [6 empty] | https://precisionmedical.com/wp-content/uploads/2022/08/3101_angledR-500x500.jpg | [9 empty] | https://precisionmedical.com/wp-content/uploads/2025/05/ProductCatalog_MedicalFittings.pdf | [19 empty] | Brand Name |  | Type | Chemetron | Size |  | Color |  | Material |  | Dimensions |  | For Use With | For Flowmeter, Vacuum Regulator, Hose Assembly | Color Type | Domestic (US) | Gas Type | Oxygen | Outlet Type | DISS Male With Check Valve | [108 empty] | Quick Connect | Chemetron Quick Connect | Flowmeter Quick Connect | https://precisionmedical.com/product/chemetron-quick-connect/?attribute_color-type=Domestic+%28US%29&attribute_gas-type=Oxygen&attribute_outlet-type=DISS+Male+with+Check+Valve | https://www.medicalgassupplier.com/product/precision-medical-3114-o2-chemetron-male-1240-diss-male-coupler/ | https://megadepot.com/product/precision-medical-3114-quick-connect-fitting-chemetron-oxygen?srsltid=AfmBOoonMgO4aKmzr1eHeZx8mcGl8d72LOLbOKwzmUyiQ015xEqBltqi | https://www.beaessentials.com/product/precision-medical-chemetron-style-quick-connects-chemetron-style-diss-hex-nut-oxygen-quick-connects-3114/ |  | Vijaylakshmi | 100 | 20 | 0
HCPB11_528 | Precision Medical | 3202 |  | Quick Connect | 1/8in NPT Female Air Chemetron Quick Connect |  | Chemetron-Style Quick Connects are equipped with a stainless-steel striker to ensure strength and durability. They also have a Chrome-plated, 4 port high-flow nose. The Chemetron quick connects have an all-metal latching plate for durability. The color-coding on our quick connects along with their compact design makes them easy to identify and to use. | 1 Year | [6 empty] | https://precisionmedical.com/wp-content/uploads/2022/08/3201_angledR-500x500.jpg | [9 empty] | https://precisionmedical.com/wp-content/uploads/2025/05/ProductCatalog_MedicalFittings.pdf | [19 empty] | Brand Name |  | Type | Chemetron | Size |  | Color |  | Material |  | Dimensions |  | For Use With | For Flowmeter, Vacuum Regulator, Hose Assembly | Color Type | Domestic (US) | Gas Type | Air | Outlet Type | 1/8in NPT Female | [108 empty] | Quick Connect | Chemetron Quick Connect | Flowmeter Quick Connect | https://precisionmedical.com/product/chemetron-quick-connect/?attribute_color-type=Domestic+%28US%29&attribute_gas-type=Air&attribute_outlet-type=1%2F8%22+NPT+Female | https://mms.mckesson.com/product/795992/Precision-Medical-3202 | https://www.medicalgassupplier.com/product-tag/precision-medical-3202-air-chemetron-quick-connect-by-1-8-inch-npt-female/ | https://www.medequipdepot.com/products/3202-precision-medical-qc-chemetron-air-x-1-8fnpt.html?srsltid=AfmBOopbj-casSpqbXPTiBTb9WCYB7TFELcQnSx8VtEI9LJZoP8y3CD9 |  | Vijaylakshmi | 100 | 20 | 0
HCPB11_529 | Precision Medical | 3206 |  | Quick Connect | DISS Hex Nut Air Chemetron Quick Connect |  | Chemetron-Style Quick Connects are equipped with a stainless-steel striker to ensure strength and durability. They also have a Chrome-plated, 4 port high-flow nose. The Chemetron quick connects have an all-metal latching plate for durability. The color-coding on our quick connects along with their compact design makes them easy to identify and to use. | 1 Year | [6 empty] | https://precisionmedical.com/wp-content/uploads/2022/08/3201_angledR-500x500.jpg | [9 empty] | https://precisionmedical.com/wp-content/uploads/2025/05/ProductCatalog_MedicalFittings.pdf | [19 empty] | Brand Name |  | Type | Chemetron | Size |  | Color |  | Material |  | Dimensions |  | For Use With | For Flowmeter, Vacuum Regulator, Hose Assembly | Color Type | Domestic (US) | Gas Type | Air | Outlet Type | DISS Hex Nut | [108 empty] | Quick Connect | Chemetron Quick Connect | Flowmeter Quick Connect | https://precisionmedical.com/product/chemetron-quick-connect/?attribute_color-type=Domestic+%28US%29&attribute_gas-type=Air&attribute_outlet-type=DISS+Hex+Nut | https://www.medicalgassupplier.com/product/precision-medical-3206-medical-air-chemetron-male-coupler/ | https://megadepot.com/product/precision-medical-3206-quick-connect-fitting-chemetron-air?srsltid=AfmBOorMQ-DPoi-WYzHHgCNzDUC49FNJCZ2HTJPaC45wqsE4oO84FzNx |  |  | Vijaylakshmi | 100 | 19 | 0
HCPB11_53 | Datex-Ohmeda | 1006-4258-000 |  | Power Supply | Universal Power Supply For Aestiva/5 7900 Anesthesia Ventilator |  | The Universal Power Supply has multiple outlets. It is placed in the control module of anesthesia breathing system, which supplies the power to multiple parts such as 7100 Control Board, Rotary Encoder, Membrane Switches, Speaker, LCD Display which is also placed the control module. This power supply shall conform to all the approvals associated with the parent series IDP SRW/SRP-100 EXPECT as specified in the technical specification. The input range will be UNIVERSAL 85V-264VAC 47-63Hz and get the typical efficiency about 75%. Likewise, the output will be 70W when subjects to continuous natural convection and 82W when subjects to forced air cooling. Ripple and noise will be 1% peak-peak at maximum load and 20MHz bandwidth limit. The universal power supply unit has the added advantage is its automatic recovery current limit when it is short circuited and overloaded. | [7 empty] | https://services.gehealthcare.in/medias?context=bWFzdGVyfGltYWdlc3w3NTQ2NXxpbWFnZS9qcGVnfGltYWdlcy9oZGMvaGRhLzg3OTYyOTI3MTA0MzAuanBnfGE1MjQwNDk2ODRkMGNiNzA3YWJmZWMzZTZkOTUzMWM3YjA2YWM2NTJkNWJmYTMxOGJkNWNjZTA0OTY4NzQxYzE | [9 empty] | http://www.frankshospitalworkshop.com/equipment/documents/ventilators/service_manuals/Datex-Ohmeda%207900%20Ventilator%20-%20Service%20manual%20(2004).pdf | [6 empty] | Multiple output | Short circuit and overload protection | Automatic recovery current limit when it is overloaded | RoHS compliant | [9 empty] | Brand Name |  | Type | Universal | Size |  | Color |  | Material |  | Dimensions |  | For Use With | For Aestiva/5 7900 Anesthesia Ventilator | [114 empty] | Power Supply | Ventilator Power Supply | Universal Power Supply | https://dev-services.gehealthcare.in/gehcstorefront/p/1006-4258-000 | https://services.gehealthcare.in/gehcstorefront/p/1006-4258-000 |  |  |  | Ashok | 100 | 18 | 0
HCPB11_530 | Precision Medical | 3302 |  | Quick Connect | 1/8in NPT Female Vacuum Chemetron Quick Connect |  | Chemetron-Style Quick Connects are equipped with a stainless-steel striker to ensure strength and durability. They also have a Chrome-plated, 4 port high-flow nose. The Chemetron quick connects have an all-metal latching plate for durability. The color-coding on our quick connects along with their compact design makes them easy to identify and to use. | 1 Year | [6 empty] | https://precisionmedical.com/wp-content/uploads/2022/08/3301-500x500.jpg | [9 empty] | https://precisionmedical.com/wp-content/uploads/2025/05/ProductCatalog_MedicalFittings.pdf | [19 empty] | Brand Name |  | Type | Chemetron | Size |  | Color |  | Material |  | Dimensions |  | For Use With | For Flowmeter, Vacuum Regulator, Hose Assembly | Color Type | Domestic (US) | Gas Type | Vacuum | Outlet Type | 1/8in NPT Female | [108 empty] | Quick Connect | Chemetron Quick Connect | Flowmeter Quick Connect | https://precisionmedical.com/product/chemetron-quick-connect/?attribute_color-type=Domestic+%28US%29&attribute_gas-type=Vacuum&attribute_outlet-type=1%2F8%22+NPT+Female | https://mms.mckesson.com/product/646164/Precision-Medical-3302 | https://www.medicalgassupplier.com/product/precision-medical-3302-medical-vacuum-chemetron-male-coupler/ | https://www.ciamedical.com/precision-medical-3302-each-vacuum-adaptor-ea?srsltid=AfmBOop_xSGE2Lz4nBngy2wwhEwnk2mVD-52FRjGxATwirRJ2a6WItAJ |  | Vijaylakshmi | 100 | 20 | 0
HCPB11_531 | Precision Medical | 3311S |  | Quick Connect | 1/4in Hose Barb With Swivel Vacuum Chemetron Quick Connect |  | Chemetron-Style Quick Connects are equipped with a stainless-steel striker to ensure strength and durability. They also have a Chrome-plated, 4 port high-flow nose. The Chemetron quick connects have an all-metal latching plate for durability. The color-coding on our quick connects along with their compact design makes them easy to identify and to use. | 1 Year | [6 empty] | https://precisionmedical.com/wp-content/uploads/2022/08/3301-500x500.jpg | [9 empty] | https://precisionmedical.com/wp-content/uploads/2025/05/ProductCatalog_MedicalFittings.pdf | [19 empty] | Brand Name |  | Type | Chemetron | Size |  | Color |  | Material |  | Dimensions |  | For Use With | For Flowmeter, Vacuum Regulator, Hose Assembly | Color Type | Domestic (US) | Gas Type | Vacuum | Outlet Type | 1/4in Hose Barb With Swivel | [108 empty] | Quick Connect | Chemetron Quick Connect | Flowmeter Quick Connect | https://precisionmedical.com/product/chemetron-quick-connect/?attribute_color-type=Domestic+%28US%29&attribute_gas-type=Vacuum&attribute_outlet-type=1%2F4%22+Hose+Barb+with+Swivel | https://www.medequipdepot.com/products/3311s-precision-medical-qc-chemetron-vac-x-1-4-hb-swivel.html?srsltid=AfmBOoqRjwey5Iw_7tvmYih7TeIRCwDHvTYbaTLVP5Gcxj8JD5eVRedD | https://megadepot.com/product/precision-medical-3311s-quick-connect-fitting-chemetron-vacuum?srsltid=AfmBOorpsABXbnwKeUUMPskBn-j0UG4-IRiyVd1afgGtnBVdaiJshD8_ |  |  | Vijaylakshmi | 100 | 19 | 0
HCPB11_532 | Precision Medical | 3312 |  | Quick Connect | 5/16in Hose Barb Vacuum Chemetron Quick Connect |  | Chemetron-Style Quick Connects are equipped with a stainless-steel striker to ensure strength and durability. They also have a Chrome-plated, 4 port high-flow nose. The Chemetron quick connects have an all-metal latching plate for durability. The color-coding on our quick connects along with their compact design makes them easy to identify and to use. | 1 Year | [6 empty] | https://precisionmedical.com/wp-content/uploads/2022/08/3301-500x500.jpg | [9 empty] | https://precisionmedical.com/wp-content/uploads/2025/05/ProductCatalog_MedicalFittings.pdf | [19 empty] | Brand Name |  | Type | Chemetron | Size |  | Color |  | Material |  | Dimensions |  | For Use With | For Flowmeter, Vacuum Regulator, Hose Assembly | Color Type | Domestic (US) | Gas Type | Vacuum | Outlet Type | 5/16in Hose Barb | [108 empty] | Quick Connect | Chemetron Quick Connect | Flowmeter Quick Connect | https://precisionmedical.com/product/chemetron-quick-connect/?attribute_color-type=Domestic+%28US%29&attribute_gas-type=Vacuum&attribute_outlet-type=5%2F16%22+Hose+Barb | https://www.medicalgassupplier.com/product/precision-medical-3312-medical-vacuum-chemetron-male-coupler/ | https://megadepot.com/product/precision-medical-3312-quick-connect-fitting-chemetron-vacuum?srsltid=AfmBOorpQCRBesICTQXgXxCJdJWqNikX7f9FyxAD9z5TgiWDSXajmaVT | https://www.graylinemedical.com/products/precision-medical-chemtron-vacuum-regulator-accessories-chemtron-qc-barbed-vacuum-hose-516-3312?srsltid=AfmBOopb0QuJiqiRXrdKT7xEDoh8hfUgcog3ZWnLnQnbIC6m53sytEkM |  | Vijaylakshmi | 100 | 20 | 0
HCPB11_533 | Precision Medical | 3312S |  | Quick Connect | 5/16in Hose Barb With Swivel Vacuum Chemetron Quick Connect |  | Chemetron-Style Quick Connects are equipped with a stainless-steel striker to ensure strength and durability. They also have a Chrome-plated, 4 port high-flow nose. The Chemetron quick connects have an all-metal latching plate for durability. The color-coding on our quick connects along with their compact design makes them easy to identify and to use. | 1 Year | [6 empty] | https://precisionmedical.com/wp-content/uploads/2022/08/3301-500x500.jpg | [9 empty] | https://precisionmedical.com/wp-content/uploads/2025/05/ProductCatalog_MedicalFittings.pdf | [19 empty] | Brand Name |  | Type | Chemetron | Size |  | Color |  | Material |  | Dimensions |  | For Use With | For Flowmeter, Vacuum Regulator, Hose Assembly | Color Type | Domestic (US) | Gas Type | Vacuum | Outlet Type | 5/16in Hose Barb With Swivel | [108 empty] | Quick Connect | Chemetron Quick Connect | Flowmeter Quick Connect | https://precisionmedical.com/product/chemetron-quick-connect/?attribute_color-type=Domestic+%28US%29&attribute_gas-type=Vacuum&attribute_outlet-type=5%2F16%22+Hose+Barb+with+Swivel | https://www.medicalgassupplier.com/product/precision-3403-n2o-chemetron-male-m-npt/ | https://megadepot.com/product/precision-medical-3403-quick-connect-fitting-chemetron-n2o?srsltid=AfmBOoqCzJ2KlYvmILc8da6EAaQ7yMUD8e0vegCUSxLGJyUjT9Zh9ClV |  |  | Vijaylakshmi | 100 | 19 | 0
HCPB11_534 | Precision Medical | 3403 |  | Quick Connect | 1/4in NPT Male Nitrous Oxide Chemetron Quick Connect |  | Chemetron-Style Quick Connects are equipped with a stainless-steel striker to ensure strength and durability. They also have a Chrome-plated, 4 port high-flow nose. The Chemetron quick connects have an all-metal latching plate for durability. The color-coding on our quick connects along with their compact design makes them easy to identify and to use. | 1 Year | [6 empty] | https://precisionmedical.com/wp-content/uploads/2022/08/3401-500x500.jpg | [9 empty] | https://precisionmedical.com/wp-content/uploads/2025/05/ProductCatalog_MedicalFittings.pdf | [19 empty] | Brand Name |  | Type | Chemetron | Size |  | Color |  | Material |  | Dimensions |  | For Use With | For Flowmeter, Vacuum Regulator, Hose Assembly | Color Type | Domestic (US) | Gas Type | Nitrous Oxide | Outlet Type | 1/4in NPT Male | [108 empty] | Quick Connect | Chemetron Quick Connect | Flowmeter Quick Connect | https://precisionmedical.com/product/chemetron-quick-connect/?attribute_color-type=Domestic+%28US%29&attribute_gas-type=Nitrous+Oxide&attribute_outlet-type=1%2F4%22+NPT+Male | https://www.medicalgassupplier.com/product/precision-3403-n2o-chemetron-male-m-npt/ | https://megadepot.com/product/precision-medical-3403-quick-connect-fitting-chemetron-n2o?srsltid=AfmBOooIduxFpEC0tousl0cIsVmbIRzoXiyD6imtkpQxnqU4qT6VxVLw |  |  | Vijaylakshmi | 100 | 19 | 0
HCPB11_535 | Precision Medical | 3411 |  | Quick Connect | 1/4in Hose Barb Nitrous Oxide Chemetron Quick Connect |  | Chemetron-Style Quick Connects are equipped with a stainless-steel striker to ensure strength and durability. They also have a Chrome-plated, 4 port high-flow nose. The Chemetron quick connects have an all-metal latching plate for durability. The color-coding on our quick connects along with their compact design makes them easy to identify and to use. | 1 Year | [6 empty] | https://precisionmedical.com/wp-content/uploads/2022/08/3401-500x500.jpg | [9 empty] | https://precisionmedical.com/wp-content/uploads/2025/05/ProductCatalog_MedicalFittings.pdf | [19 empty] | Brand Name |  | Type | Chemetron | Size |  | Color |  | Material |  | Dimensions |  | For Use With | For Flowmeter, Vacuum Regulator, Hose Assembly | Color Type | Domestic (US) | Gas Type | Nitrous Oxide | Outlet Type | 1/4in Hose Barb | [108 empty] | Quick Connect | Chemetron Quick Connect | Flowmeter Quick Connect | https://precisionmedical.com/product/chemetron-quick-connect/?attribute_color-type=Domestic+%28US%29&attribute_gas-type=Nitrous+Oxide&attribute_outlet-type=1%2F4%22+Hose+Barb | https://www.medicalgassupplier.com/product/precision-medical-3411-n2o-chemetron-male-coupler/ | https://megadepot.com/product/precision-medical-3411-quick-connect-fitting-chemetron-n2o?srsltid=AfmBOooRAZCcDdFfcegw9TqFKpZNjiJ8B8_Rz-hMXPkZtzTaS1vYuhPT |  |  | Vijaylakshmi | 100 | 19 | 0
HCPB11_536 | Precision Medical | 3603 |  | Quick Connect | 1/4in NPT Male WAGD Chemetron Quick Connect |  | Chemetron-Style Quick Connects are equipped with a stainless-steel striker to ensure strength and durability. They also have a Chrome-plated, 4 port high-flow nose. The Chemetron quick connects have an all-metal latching plate for durability. The color-coding on our quick connects along with their compact design makes them easy to identify and to use. | 1 Year | [6 empty] | https://precisionmedical.com/wp-content/uploads/2022/08/3601_new-500x500.jpg | [9 empty] | https://precisionmedical.com/wp-content/uploads/2025/05/ProductCatalog_MedicalFittings.pdf | [19 empty] | Brand Name |  | Type | Chemetron | Size |  | Color |  | Material |  | Dimensions |  | For Use With | For Flowmeter, Vacuum Regulator, Hose Assembly | Color Type | Domestic (US) | Gas Type | WAGD | Outlet Type | 1/4in NPT Male | [108 empty] | Quick Connect | Chemetron Quick Connect | Flowmeter Quick Connect | https://precisionmedical.com/product/chemetron-quick-connect/?attribute_color-type=Domestic+%28US%29&attribute_gas-type=WAGD&attribute_outlet-type=1%2F4%22+NPT+Male | https://www.medicalgassupplier.com/product/precision-3603-wagd-chemetron-male/ |  |  |  | Vijaylakshmi | 100 | 18 | 0
HCPB11_537 | Precision Medical | 502519-20 |  | Canister | 7-1/4in H 800cc Green Lid Suction Canister For PM60 EasyVac Aspirator |  | Precision Medical uses the Bemis Hi-Flow Rigid Suction Canister with Aerostat Filter. It is designed to meet high volume collection and disposal needs. It features the Aerostat bacterial filter, a mechanical shutoff valve that protects against contamination and overflow and frosted panel provides writing area when needed. The canister is made of high impact polystyrene and durable polyethylene. | [5 empty] | 7-1/4in |  | https://precisionmedical.com/wp-content/uploads/2022/06/502519-10-500x500.png | [9 empty] | https://precisionmedical.com/wp-content/uploads/2022/07/508768.pdf | [6 empty] | Self- sealing lid provides leak free seal | Integrated Aerostat® filter with >99.99% bacterial efficiency | Mechanical shutoff valve prevents overflow and contamination | Lid contains multiple ports for versatility; pour spout, vacuum, tandem and patient ports | Large, easy to read graduations | Frost panel provides writing area when needed | Nestable for storage | Disposable, single use | Latex, BPA and DEHP free |  |  |  |  | Brand Name |  | Type | Suction | Size |  | Color | Green Lid | Material |  | Dimensions |  | For Use With | For PM60 EasyVac And PM65 EasyVacGo Aspirator | Capacity | 800cc | Diameter | 3-1/2in (Bottom), 5-3/8in (Top) | [109 empty] | 20/Case | Canister | Suction Canister | Aspirator Canister | https://precisionmedical.com/product/800cc-canister/?attribute_quantity=Case+of+20#tab-specifications_tab | https://www.medequipdepot.com/products/502519-20-precision-medical-canister-suction-800cc-green-lid-20.html?srsltid=AfmBOop8cdgye3Vk3CQ37wZhYHcecUJ_dcw9RprjJPU2fn2F98qvGSv9 |  |  |  | Vijaylakshmi | 96.43 | 27 | 1
HCPB11_538 | Precision Medical | 505535 |  | Kit | Preventative Maintenance Service Kit For PM5300NIST Low High Blender | [39 empty] | Brand Name |  | Type | Preventative Maintenance Service | Size |  | Color |  | Material |  | Dimensions |  | For Use With | For PM5300NIST Low High Blender | [114 empty] | Service Kit | Preventative Maintenance Service Kit | Blender Service Kit |  | https://www.yumpu.com/en/document/read/5762246/air-oxygen-blender-service-manual-model-no-precision-medical |  |  |  | Vijaylakshmi | 100 | 10 | 0
HCPB11_539 | Precision Medical | 7027 |  | Coupler | 1/8in NPT Female x 1/8in NPT Female Medical Pipe Coupler |  | Medical pipe couplers from Precision Medical are available in 1/8″ NPT Male and 1/4″ NPT Male and available in a variety of connections. | [7 empty] | https://precisionmedical.com/wp-content/uploads/2022/06/7027-500x500.webp | [9 empty] | https://precisionmedical.com/wp-content/uploads/2025/05/ProductCatalog_MedicalFittings.pdf | [19 empty] | Brand Name |  | Type | Medical Pipe | Size |  | Color |  | Material |  | Dimensions |  | For Use With |  | Connection | 1/8in NPT Female x 1/8in NPT Female | [112 empty] | Coupler | Medical Pipe Coupler |  | https://precisionmedical.com/product/medical-pipe-coupler/?attribute_options=Coupler+1%2F8%22+NPT+Female+x+1%2F8%22+NPT+Female | https://www.medicalgassupplier.com/product/precision-7027-coupler/ | https://medicaltestingsolutions.com/product/7027-coupler-18-nptf-x-18-nptf/ |  |  | Vijaylakshmi | 100 | 14 | 0
HCPB11_54 | Datex-Ohmeda | 1006-8290-000 |  | Kit | Main Manifold Seal Kit For Aestiva Anesthesia Machine |  | The Seal Kit Main Manifold is provided for the Breathing Circuit Gas (BCG) system. It combines an absorber seal and bag/vent seal. The absorber seal is used for the absorber which is seated on the seal below the APL manifold. The bag/vent seal is used for the bag/vent switch in the manifold. The absorber seal is present in the bottom plate of main manifold. The bag seal is inside body of main manifold. In manual ventilation, gas flows from the bag, through the absorber, through the bag/vent manifold into the breathing circuit module, and through a unidirectional valve to the patient during inhalation and vice-versa during exhalation. The exhaled anesthetic gases are released into the Anesthetic Gas Scavenging System (AGSS). The AGSS removes vented anesthetic gases from anesthesia machine in areas like operating rooms to eliminate the possible long term health hazards for the exposed medical staff. The seals together are considered the seal kit in the main manifold. They are flexible and tensile. They provide sealing for the flow of gases in the BCG and provide a sealing such that inhaled and exhaled gases are not mixed up. They are easily removable so they can be cleaned. The smooth tangencies and moderate hardness of the seal provide good support to the manifold. | [7 empty] | https://services.gehealthcare.in/medias?context=bWFzdGVyfGltYWdlc3w0NzQwNHxpbWFnZS9qcGVnfGltYWdlcy9oZTYvaDAwLzg3OTYyOTI5NzI1NzQuanBnfDlhNjA2MjA2NjhmMThmYTBkYTdiNjliZDdhODQyODY0ZTE1MjYwZjQxMWQ3Njc5OTU3NWUyMDIyMDZhZjlkMjg | [9 empty] | https://documents.cdn.ifixit.com/bPgJOfsOjuspbVZK.pdf | [6 empty] | High tear strength and temperature resistance | High gas permeability | Fully cured and durable | Smooth tangencies | High flexibility and tensile strength | Water resistant and non-toxic | A smooth, polished and uniform finish free of tool marks, cuts, voids, tears and scratches | Color certified from US Food and Drug Administration (FDA | [5 empty] | Brand Name |  | Type | Main Manifold Seal | Size |  | Color |  | Material |  | Dimensions |  | For Use With | For Aestiva Anesthesia Machine | [114 empty] | Main Manifold Seal Kit | Aestiva Anesthesia Machine Seal Kit |  | https://dev-services.gehealthcare.in/gehcstorefront/p/1006-8290-000 | https://services.gehealthcare.in/gehcstorefront/p/1006-8290-000 |  |  |  | Ashok | 100 | 21 | 0
HCPB11_540 | Precision Medical | 7MFA1105 | 7MFA | Flowmeter | 0 to 25LPM Oxygen Dial Flowmeter |  | The Dial Flowmeter is compact and allows the tubeless flowmeter to fit into tight headwalls and makes it virtually damage-proof when other equipment is installed. The knurled flow adjustment knob and the large easy-to-read numbers make flow adjustments simple. The dial flowmeter can be mounted on headwall outlets and ceiling mount drops. Available in both air and oxygen models. | 5 Years | [6 empty] | https://precisionmedical.com/wp-content/uploads/2022/06/7MFA2001-500x500.webp | [9 empty] | https://precisionmedical.com/wp-content/uploads/2022/07/508768.pdf | https://precisionmedical.com/wp-content/uploads/2022/06/502786_Rev8.pdf | [18 empty] | Brand Name |  | Type | Oxygen, Dial | Size |  | Color |  | Material |  | Dimensions |  | For Use With |  | Flow Rating | 0 to 25LPM | Color Standard | Domestic (US) | Power Take Off | No | Wall Connection | Ohmeda Quick Connect | Inlet Configuration | Standard (Back) | Pressure Rating | 50psi | [102 empty] | Flowmeter | Dial Flowmeter | Oxygen Flowmeter | https://precisionmedical.com/product/dial-flowmeter/?attribute_color-type=Domestic+%28US%29&attribute_gas-type=Oxygen&attribute_flow-rate=0-25+l%2Fmin&attribute_power-take-off=No&attribute_wall-connection=Ohmeda+Quick+Connect&attribute_inlet-configuration=Standard+%28back%29 | https://mms.mckesson.com/product/651257/Precision-Medical-7MFA1105 | https://www.henryschein.com/us-en/Shopping/ProductDetails.aspx?productid=1060387&cdivId=specialmarkets_d&name=Flow%20Meter%20Oxygen%20Ea&ShowProductCompare=true&FullPageMode=true | https://www.graylinemedical.com/products/precision-medical-ohmeda-oxygen-flowmeter-ohmeda-oxygen-flowmeter-dial-7mfa1105?srsltid=AfmBOoo34-Btzqik0hrmpJ22FRRDGTjMUicKMWisiP5XMOjuFJAkd98d |  | Vijaylakshmi | 100 | 24 | 0
HCPB11_541 | Precision Medical | 7MFA1106 | 7MFA | Flowmeter | 0 to 25LPM Oxygen Dial Flowmeter |  | The Dial Flowmeter is compact and allows the tubeless flowmeter to fit into tight headwalls and makes it virtually damage-proof when other equipment is installed. The knurled flow adjustment knob and the large easy-to-read numbers make flow adjustments simple. The dial flowmeter can be mounted on headwall outlets and ceiling mount drops. Available in both air and oxygen models. | 5 Years | [6 empty] | https://precisionmedical.com/wp-content/uploads/2022/06/7MFA2001-500x500.webp | [9 empty] | https://precisionmedical.com/wp-content/uploads/2022/07/508768.pdf | https://precisionmedical.com/wp-content/uploads/2022/06/502786_Rev8.pdf | [18 empty] | Brand Name |  | Type | Oxygen, Dial | Size |  | Color |  | Material |  | Dimensions |  | For Use With |  | Flow Rating | 0 to 25LPM | Color Standard | Domestic (US) | Power Take Off | No | Wall Connection | Chemetron Quick Connect | Inlet Configuration | Standard (Back) | Pressure Rating | 50psi | [102 empty] | Flowmeter | Dial Flowmeter | Oxygen Flowmeter | https://precisionmedical.com/product/dial-flowmeter/?attribute_color-type=Domestic+%28US%29&attribute_gas-type=Oxygen&attribute_flow-rate=0-25+l%2Fmin&attribute_power-take-off=No&attribute_wall-connection=Chemetron+Quick+Connect&attribute_inlet-configuration=Standard+%28back%29 | https://mms.mckesson.com/product/699544/Precision-Medical-7MFA1106 | https://mdmaxx.com/products/precision-medical-7mfa1106-oxygen-flowmeter-dial-0-25-lpm-chemetron-adapter?srsltid=AfmBOorvVTZjugYSkse5V-qHPlCKrf4rgHJpD6t3FuTO6k6CpzMr7tZm | https://heartwellmed.com/products/precision-medical-7mfa1106-oxygen-flowmeter-dial-0-25-lpm-chemetron-adapter | https://megadepot.com/product/precision-medical-7mfa1106-7mfa-series-flowmeter-dial-oxygen?srsltid=AfmBOoqhDOKEGuXNzQ06r-SfAVHewJHfZurP6yCxD3dbauHg0Dlq8UWh | Vijaylakshmi | 100 | 25 | 0
HCPB11_542 | Precision Medical | 8214 |  | Quick Connect | DISS Male With Check Valve Air Medstar Quick Connect |  | Medstar Style Quick Connects has a stainless-steel construction for strength and durability. Our Medstar style couplers have a durable plastic housing and a label showing gas identification. They are also equipped with a unique port that makes them easy to identify and to use. | 1 Year | [6 empty] | https://precisionmedical.com/wp-content/uploads/2022/08/8201-500x500.jpg | [9 empty] | https://precisionmedical.com/wp-content/uploads/2025/05/ProductCatalog_MedicalFittings.pdf | [19 empty] | Brand Name |  | Type | Medstar | Size |  | Color |  | Material |  | Dimensions |  | For Use With | For Flowmeter, Vacuum Regulator, Hose Assembly | Color Type | Domestic (US) | Gas Type | Air | Outlet Type | DISS Male With Check Valve | [108 empty] | Quick Connect | Medstar Quick Connect | Flowmeter Quick Connect | https://precisionmedical.com/product/medstar-quick-connect/?attribute_color-type=Domestic+%28US%29&attribute_gas-type=Air&attribute_outlet-type=DISS+Male+with+Check+Valve | https://www.medequipdepot.com/products/8214-precision-medical-qc-medstar-air-x-diss-m-w-chk.html?srsltid=AfmBOopO63QZUin-U2Vtv-NDp_g6SY2jBRmAOx_AAKpPpHVWAaeIi8Bx | https://www.wellnessmedicalsale.com/product/8214-precision-medical-qcmedstarair-x-diss-m-w-chk/ |  |  | Vijaylakshmi | 100 | 19 | 0
HCPB11_543 | Precision Medical | 8MFA2005 | 8MFA | Flowmeter | 0 to 15LPM Polycarbonate Air Compact Flowmeter |  | The Compact Series Flowmeter has a polycarbonate housing that extends over the lightweight aluminum body providing superior durability. Its state-of-the-art housing incorporates a white backdrop that allows accurate adjustments and reading of the flow setting. The contemporary design results in a smaller flowmeter that fits more easily into space-cramped wall rails. The flow control knobs are on the front of the flowmeter in clear sight of the clinician and marked by gas type for added safety. Available in both air and oxygen models. | Lifetime (Flow Tube and Housing), 5 Years (Needle Valve), 1 Year (Other Parts) | [6 empty] | https://precisionmedical.com/wp-content/uploads/2022/09/8MFA2005-500x500.jpg | [9 empty] | https://precisionmedical.com/wp-content/uploads/2022/07/508768.pdf | https://precisionmedical.com/wp-content/uploads/2022/06/503349_Rev13_art_060823.pdf | [5 empty] | Highly accurate needle valves ensure precise flow settings | Lightweight aluminum body | Green knob marked “O2” and Yellow knob marked “AIR” for easy identification | Stamped AIR and O2 on side of flowmeter body | Smaller profile and design fits more easily into space-cramped wall rails | Durable polycarbonate housing | Supply pressure of 50psi | [6 empty] | Brand Name |  | Type | Air, Compact | Size |  | Color |  | Material | Polycarbonate | Dimensions |  | For Use With |  | Flow Rating | 0 to 15LPM | Color Standard | Domestic (US) | Power Take Off | No | Wall Connection | Ohmeda Quick Connect | Inlet Configuration | Standard | Pressure Rating | 50psi | [102 empty] | Flowmeter | Compact Flowmeter | Air Flowmeter | https://precisionmedical.com/product/compact-flowmeter/?attribute_color-type=Domestic+%28US%29&attribute_gas-type=Air&attribute_flow-rate=0-15+l%2Fmin&attribute_power-take-off=No&attribute_wall-connection=Ohmeda+Quick+Connect&attribute_inlet-configuration=Standard | https://mms.mckesson.com/product/470662/Precision-Medical-8MFA2005 | https://www.ciamedical.com/precision-medical-8mfa2005-each-flowmeter-air-0-15lpm-ohmeda-ea?srsltid=AfmBOorTk3M4Mt5bgkRuPTVBWzsq7vkmx53MH92Gn7EPve_xnzADUdCV | https://www.graylinemedical.com/products/precision-medical-ohmeda-compact-air-flowmeter-ohmeda-compact-air-flowmeter-0-15-lpm-8mfa2005?srsltid=AfmBOoqDbu8bZVZ-2yg0BGO-liF1fddo9zqulyVasvtiucpsgpTEHQYe |  | Vijaylakshmi | 100 | 32 | 0
HCPB11_544 | Precision Medical | PM15-1 |  | J Bracket | DISS Female Hex Nut x DISS Male Stainless Steel J Bracket For Compressor |  | The J-Bracket (PM15-1) is an attachment for the EasyAir Compressor (PM15), it helps connect the compressor to vital patient sources. The J Bracket is designed for continuous aerosol and humidification applications and to run 24 hours a day 7 days a week. The bracket is constructed of stainless steel and comes standard with a DISS female hex nut inlet and DISS male outlet. | [7 empty] | https://precisionmedical.com/wp-content/uploads/2022/06/PM15-1-500x500.webp | [16 empty] | Latex-free | [12 empty] | Brand Name |  | Type |  | Size |  | Color |  | Material | Stainless Steel | Dimensions |  | For Use With | For Compressor | Pressure Rating | 50psi | Connection | DISS Female Hex Nut x DISS Male | [110 empty] | J Bracket | Stainless Steel J Bracket | Compressor J Bracket | https://precisionmedical.com/product/j-bracket/ | https://mms.mckesson.com/product/855372/Precision-Medical-PM15-1 | https://www.medequipdepot.com/pm15-1-precision-medical-j-bracket/?srsltid=AfmBOooLMw9hxHCnMQzINeDYZkgaQEKNP0K0car8_YR0LoUUU0ah48JO |  |  | Vijaylakshmi | 100 | 17 | 0
HCPB11_545 | Precision Medical | PM15-P | PM15 | Compressor | EasyAir 16 L x 7.2 W x 10.2in H 120V 60Hz 5A 13LPM Medical Air Compressor |  | EasyAir Compressor is a high performance portable medical air compressor designed to reliably supply compressed air 24 hours a day. EasyAir is ideal for continuous use in any clinical or homecare environment. Its sound-dampening case is easy to clean, offers quiet operation and is durable enough for years of heavy use. The oil-free compressor runs cooler and provides clean, breathable air. A precise dial and lock pressure regulator ensures air flow and pressure remain constant. The unit is available with either a pressure gauge or flow gauge. | 1 Year |  |  | 19.5lb | 7.2in | 10.2in |  | https://precisionmedical.com/wp-content/uploads/2022/06/PM15-500x500.webp | [9 empty] | https://precisionmedical.com/wp-content/uploads/2025/05/ProductCatalog_MedicalAirCompressors.pdf | https://precisionmedical.com/wp-content/uploads/2022/06/502597_Rev20.pdf | [5 empty] | Continuous operation | Powerful air flow | Pressure control knob for precise control 0-100 psi gauge (PM15-P) | Safety built in with high temperature motor shutdown and thermal limit automatic reset | Designed for use in a hospital or homecare setting | Includes a hospital grade power cord | [7 empty] | Brand Name | EasyAir | Type | Medical Air | Size |  | Color |  | Material |  | Dimensions |  | For Use With |  | Length | 16in | Gauge Type | Pressure | Flow Rating | 13LPM | Pressure Rating | 50psi | Voltage Rating | 120V | Frequency | 60Hz | Current Rating | 5A | Standards | UL (Canada and US) | [98 empty] | Compressor | EasyAir Compressor | Medical Air Compressor | https://precisionmedical.com/product/easyair-compressor/?attribute_gauge-type=Pressure | https://mms.mckesson.com/product/628647/Precision-Medical-PM15P | https://megadepot.com/product/precision-medical-pm15-p-pm15-easyair-compressor?srsltid=AfmBOoqNE9ALAr_EWLIdEYCuauX8ARSxBeQreBJiV-KEF6GJBaCifJoT |  |  | Vijaylakshmi | 100 | 35 | 0
HCPB11_546 | Precision Medical | PM3000HV | PM3000 | Regulator | 3.7 L x 2.8 W x 5.2in H Vacuum Regulator |  | The 2-Mode Continuous Vacuum Regulator series regulates vacuum at low, medium and high levels. Models available with gauge increments up to 300 mmHg. | 10 Years |  |  | 1.1lb | 2.8in | 5.2in |  | https://precisionmedical.com/wp-content/uploads/2022/06/PM3000-500x500.webp | [9 empty] | https://precisionmedical.com/wp-content/uploads/2025/05/ProductCatalog_VacuumRegulators.pdf | https://precisionmedical.com/wp-content/uploads/2022/06/1949_Rev26.pdf | [5 empty] | Durable, break resistant case available in multiple colorways | Modular components are attached to a cast metal back plate, simplifying service | Low to high vacuum rates | Large, easy-to-grip knob | [9 empty] | Brand Name |  | Type | Vacuum | Size |  | Color |  | Material |  | Dimensions |  | For Use With |  | Gauge Type | Analog | Mode | Continuous Two Mode (0 to 300mmHG) | Connection | 1/8in NPT Female (Vacuum Source/Patient) | Length | 3.7in | [106 empty] | Regulator | Vacuum Regulator |  | https://precisionmedical.com/product/3000-series-continuous-2-mode/?attribute_gauge-type=Analog&attribute_regulator-mode=Continuous+2+Mode+%280-300+mmHg%29&attribute_vacuum-source-connection=1%2F8%22+NPT+Female&attribute_patient-connection=1%2F8%22+NPT+Female&attribute_vac-trap=No | https://mms.mckesson.com/product/680607/Precision-Medical-PM3000HV | https://www.medequipdepot.com/pm3000hv-precision-medical-0-300mmhg-base-model/?srsltid=AfmBOoqLNWViJAkZoGzXAeXTqWIZaAFFY_28ErouRUqMeg6TVqtSj_wq |  |  | Vijaylakshmi | 96.3 | 26 | 1
HCPB11_547 | Precision Medical | PM3304HV | PM3000 | Regulator | 3.7 L x 2.8 W x 5.2in H Vacuum Regulator |  | The 3-Mode Continuous & Intermittent model series provides reliable and accurate cycling of the regulator On and Off during the intermittent suctioning. The 3-Mode Continuous & Intermittent series has a peak vacuum limit feature to prevent adjusting the vacuum too high. This series is ideal for sensitive applications where limiting Max vacuum is critically important. The intermittent timing cycle is factory set at approximately 16 seconds on and 8 seconds off. | 10 Years |  |  | 1.1lb | 2.8in | 5.2in |  | https://precisionmedical.com/wp-content/uploads/2022/06/PM3300-500x500.webp | [9 empty] | https://precisionmedical.com/wp-content/uploads/2025/05/ProductCatalog_VacuumRegulators.pdf | https://precisionmedical.com/wp-content/uploads/2022/06/1949_Rev26.pdf | [5 empty] | Factory preset timing cycles set at approximately 16 seconds On, 8 seconds Off | Fully adjustable, 2-to-1 ratio timing cycles | Modular components are attached to a cast metal back plate, simplifying service | Low to high vacuum rates | Large, easy-to-grip knobs | [8 empty] | Brand Name |  | Type | Vacuum | Size |  | Color |  | Material |  | Dimensions |  | For Use With |  | Gauge Type | Analog | Mode | Continuous/Intermittent Three Mode (0 to 300mmHG) | Connection | Ohmeda Quick Connect (Vacuum Source), Tubing Nipple (Patient) | Length | 3.7in | [106 empty] | Regulator | Vacuum Regulator |  | https://precisionmedical.com/product/3300-series-continuous-intermittent-3-mode/?attribute_gauge-type=Analog&attribute_regulator-mode=Continuous-Intermittent+3+Mode+%280-300+mmHg%29&attribute_vacuum-source-connection=Ohmeda+Quick+Connect&attribute_patient-connection=Tubing+Nipple&attribute_vac-trap=No | https://mms.mckesson.com/product/820612/Precision-Medical-PM3304HV | https://www.medicalgassupplier.com/product/precision-medical-pm3304hv-continuous-intermittent-vacuum-regulator/ |  |  | Vijaylakshmi | 96.43 | 27 | 1
HCPB11_548 | Precision Medical | PM3316HV | PM3000 | Regulator | 3.7 L x 2.8 W x 5.2in H Vacuum Regulator |  | The 3-Mode Continuous & Intermittent model series provides reliable and accurate cycling of the regulator On and Off during the intermittent suctioning. The 3-Mode Continuous & Intermittent series has a peak vacuum limit feature to prevent adjusting the vacuum too high. This series is ideal for sensitive applications where limiting Max vacuum is critically important. The intermittent timing cycle is factory set at approximately 16 seconds on and 8 seconds off. | 10 Years |  |  | 1.1lb | 2.8in | 5.2in |  | https://precisionmedical.com/wp-content/uploads/2022/06/PM3300-500x500.webp | [9 empty] | https://precisionmedical.com/wp-content/uploads/2025/05/ProductCatalog_VacuumRegulators.pdf | https://precisionmedical.com/wp-content/uploads/2022/06/1949_Rev26.pdf | [5 empty] | Factory preset timing cycles set at approximately 16 seconds On, 8 seconds Off | Fully adjustable, 2-to-1 ratio timing cycles | Modular components are attached to a cast metal back plate, simplifying service | Low to high vacuum rates | Large, easy-to-grip knobs | [8 empty] | Brand Name |  | Type | Vacuum | Size |  | Color |  | Material |  | Dimensions |  | For Use With |  | Gauge Type | Analog | Mode | Continuous/Intermittent Three Mode (0 to 300mmHG) | Connection | Ohmeda Quick Connect (Vacuum Source), DISS Male (Patient) | Length | 3.7in | [106 empty] | Regulator | Vacuum Regulator |  | https://precisionmedical.com/product/3300-series-continuous-intermittent-3-mode/?attribute_gauge-type=Analog&attribute_regulator-mode=Continuous-Intermittent+3+Mode+%280-300+mmHg%29&attribute_vacuum-source-connection=Chemetron+Quick+Connect&attribute_patient-connection=DISS+Male&attribute_vac-trap=No | https://megadepot.com/product/precision-medical-pm3316hv-pm3300-series-vacuum-regulator?srsltid=AfmBOopynAQ2dtc4k30lu_WgfmnzueRpzr6cD1C9KaJc9HtlvTKY8awn |  |  |  | Vijaylakshmi | 96.3 | 26 | 1
HCPB11_549 | Precision Medical | PM5580 | PM5500 | Blender | 2.3 W x 4.9 D x 4.1in H Helium Oxygen High-Flow Blender |  | The HeliO2 Helium-Oxygen Blender is the only freestanding pneumatic helium-oxygen blending device on the market today. The bleed control collar provides ± 3% FiO2 accuracy and it can be turned OFF for quieter operation and maximal heliox tank durations. The solid construction of the housing provides durability and the selection control knob is recessed to prevent inadvertent changes in FiO2. The modular design can reduce maintenance time and costs. The unit can be easily maintained by all biomed departments. The unit is available in four models, High-Flow 80/20 or 70/30 and Low-Flow 80/20 or 70/30. When paired with the optional cylinder clamp and pole, clinician setup time is greatly reduced and tank changes are easy. The flexible design and available accessories allow for customization. | 2 Years |  |  | 2.29lb | 2.3in | 4.1in | 4.9in | https://precisionmedical.com/wp-content/uploads/2022/05/PM5570-500x500.jpg | [9 empty] | https://precisionmedical.com/wp-content/uploads/2025/05/ProductCatalog_MedicalBlenders.pdf | https://precisionmedical.com/wp-content/uploads/2022/06/505963_Rev10.pdf | [5 empty] | The world’s only freestanding pneumatic helium oxygen blender | Modular and customizable | Multiple accessories available to suit various clinical applications | [10 empty] | Brand Name |  | Type | Helium Oxygen, High-Flow | Size |  | Color |  | Material |  | Dimensions |  | For Use With |  | Inlet Mix | 80/20 | [110 empty] | 2.95lb |  | Blender | High-Flow Blender | Helium Oxygen Blender | https://precisionmedical.com/product/helium-oxygen-blender/?attribute_blender-type=High-Flow&attribute_inlet-mix=80%2F20 | https://mms.mckesson.com/product/976629/PRECISION-MEDICA-PM5580 | https://megadepot.com/product/precision-medical-pm5580-helio2-helium-oxygen-high-flow-blender?srsltid=AfmBOooCQOCzji89x-OiQoTnSq9fFZG6rPcqEyfOCL5W8hBeWH6rwRpX |  |  | Vijaylakshmi | 100 | 26 | 0
HCPB11_55 | Datex-Ohmeda | 1009-3034-000-S |  | Panel Mount | 63.5mm Dia Gauge Airway Press Panel Mount For Aespire 7900 Anesthesia Machine | [9 empty] | https://services.gehealthcare.in/medias/1009-3034-000-S-img-1.jpg?context=bWFzdGVyfGltYWdlc3wxMDQxNXxpbWFnZS9qcGVnfGFHTTJMMmcwWVM4NU1qZ3lNRGMwT1RNMU16STJMekV3TURrdE16QXpOQzB3TURBdFUxOXBiV2N0TVM1cWNHY3w2OGY5NWUyNGMwNWRhZDYzMTA1NmJlZjZkYjczZjdmOTM0MzY4OTY5Y2ZkYTEwMWRmZGZkMDViNDI2ZTg1MmFm | https://services.gehealthcare.in/medias/1009-3034-000-S-img-2.jpg?context=bWFzdGVyfGltYWdlc3w2MjM1fGltYWdlL2pwZWd8YUdJMUwyZzBOeTg1TWpneU1EYzBPRFk1Tnprd0x6RXdNRGt0TXpBek5DMHdNREF0VTE5cGJXY3RNaTVxY0djfGI1NThjNjlkMDY0Y2I0OTU2ZGJiMTNmMDU4OTFiZTgzOTZkZjgzYTVmY2ZlNjc4ZGExYzk5NTM2YWJjM2I2YTY | [8 empty] | https://documents.cdn.ifixit.com/6BclnDr5KjXAcOel.pdf | [6 empty] | Very high accuracy | Used to measure pressure | ROHS compliant | [10 empty] | Brand Name |  | Type | Gauge Airway Press | Size |  | Color |  | Material |  | Dimensions |  | For Use With | For Aespire 7900 Anesthesia Machine | [114 empty] | Panel Mount | Gauge Airway Press Panel Mount |  | https://services.gehealthcare.in/gehcstorefront/p/1009-3034-000-S |  |  |  |  | Ashok | 93.33 | 14 | 1
HCPB11_550 | Precision Medical | PM9000 |  | Trap | Base Model Trap For Vacuum Regulator |  | Precision Medical offers a series of vacuum traps as a last line of defense and protection against accidental contamination of your vacuum regulators, wall outlets and central pipeline systems. This vacuum trap is available in multiple configurations to fit a variety of inlets and is equipped with a reliable hose barb outlet. The trap contains a mechanical float, which effectively ceases suction in case of canister overflow. The trap is also easy to clean and reusable for multiple uses. | 1 Year | [6 empty] | https://precisionmedical.com/wp-content/uploads/2022/06/PM9003-500x500.jpg | [9 empty] | https://precisionmedical.com/wp-content/uploads/2022/07/508768.pdf | https://precisionmedical.com/wp-content/uploads/2022/06/502056_Rev15.pdf | [18 empty] | Brand Name |  | Type | Base Model | Size |  | Color |  | Material |  | Dimensions |  | For Use With | For Vacuum Regulator | Patient Use | Multi | [112 empty] | Trap | Base Model Trap | Vacuum Regulator Trap | https://precisionmedical.com/product/vac-trap/?attribute_options=Base+Model+%28No+Fitting%29 | https://mms.mckesson.com/product/480218/Precision-Medical-PM9000 |  |  |  | Vijaylakshmi | 100 | 17 | 0
HCPB11_551 | Precision Medical | PM9001 |  | Trap | Ohmeda Bottle connection Trap For Vacuum Regulator |  | Precision Medical offers a series of vacuum traps as a last line of defense and protection against accidental contamination of your vacuum regulators, wall outlets and central pipeline systems. This vacuum trap is available in multiple configurations to fit a variety of inlets and is equipped with a reliable hose barb outlet. The trap contains a mechanical float, which effectively ceases suction in case of canister overflow. The trap is also easy to clean and reusable for multiple uses. | 1 Year | [6 empty] | https://precisionmedical.com/wp-content/uploads/2022/06/PM9003-500x500.jpg | [9 empty] | https://precisionmedical.com/wp-content/uploads/2022/07/508768.pdf | https://precisionmedical.com/wp-content/uploads/2022/06/502056_Rev15.pdf | [18 empty] | Brand Name |  | Type | Ohmeda Bottle connection | Size |  | Color |  | Material |  | Dimensions |  | For Use With | For Vacuum Regulator | Patient Use | Multi | [112 empty] | Trap | Ohmeda Bottle Trap | Vacuum Regulator Trap | https://precisionmedical.com/product/vac-trap/?attribute_options=Ohmeda+Style+Trap+Bottle+Connection | https://www.medequipdepot.com/pm9001-precision-medical-ohmeda-style-trap-bottle-connection/?srsltid=AfmBOoqWX6cnS_eBtk7JBWsjWEdjhDg6QeQ4770Guta5ymBzEbUOtKdw | https://www.tri-anim.com/ths/airway-management/suction-regulators/vac-trap-suction-regulator-traps/p/group003394 | https://megadepot.com/product/precision-medical-pm9001-vacuum-safety-trap-bottle?srsltid=AfmBOoprA_uF3CgyjKmDAw1AzUdmtlZtFsU5jU0n2gw3I5Pl3SKrUs61 |  | Vijaylakshmi | 100 | 19 | 0
HCPB11_552 | Precision Medical | Y8MFA1003PT2 | 8MFA | Assembly | 0 to 15LPM Oxygen Compact Flowmeter Y-Block Assembly |  | The DISS “Y” block assembly allows two compact flowmeters to be installed using one wall outlet. Constructed of lightweight aluminum, the Y Block is used to deliver oxygen or medical air to two separate clinical areas. The optional power take off (demand valves) allows the attachment of a ventilator, flowmeter, resuscitation bag or suction regulator. | [7 empty] | https://precisionmedical.com/wp-content/uploads/2022/06/Y8MFA1001-500x500.webp | [9 empty] | https://precisionmedical.com/wp-content/uploads/2025/05/ProductCatalog_Flowmeters.pdf | [19 empty] | Brand Name |  | Type | Oxygen, Compact, Flowmeter, Y-Block | Size |  | Color |  | Material |  | Dimensions |  | For Use With |  | Flow Rating | 0 to 15LPM | Color Standard | Domestic (US) | Power Take Off | Yes (2) | Wall Connection | DISS Female Hand Tight | [106 empty] | Assembly | Y-Block Assembly | Flowmeter Y-Block Assembly | https://precisionmedical.com/product/compact-flowmeter-y-block/?attribute_color-type=Domestic+%28US%29&attribute_gas-type=Oxygen&attribute_power-take-off=2&attribute_wall-connection=DISS+Female+Hand+Tight | https://mms.mckesson.com/product/996241/Precision-Medical-Y8MFA1003PT2 | https://www.tri-anim.com/ths/oxygen-high-flow-delivery/flowmeters-manifolds/flowmeters/compact-flowmeter-wye-assemblies/p/group003385 |  |  | Vijaylakshmi | 84.21 | 16 | 3
HCPB11_553 | Siemens Medical Solutions | 10018540 | 7T/3T D120 | Board | 7T/3T D120 Synthesizer Board For MRI Scanner |  |  | 90 Days |  | Magnetom Avanto/Espree/Trio A Tim/Verio |  |  |  |  | https://digitalmedia.shop.siemens-healthineers.com/catalog/products/10018540.jpg | [29 empty] | Brand Name |  | Type | Synthesizer | Size |  | Color |  | Material |  | Dimensions |  | For Use With | For MRI Scanner | [112 empty] | 6.614lb | 1 Piece | Synthesizer Board | 7T/3T D120 Synthesizer | MRI Machine Synthesizer | https://www.shop.siemens-healthineers.com/en-us/product/A_10018540 | https://www.volza.com/p/synthesizer/import/import-in-india/coo-germany/ | https://suntronixmedicalimaging.com/product/siemens-board-10018540/ |  |  | Gagana | 100 | 18 | 0
HCPB11_554 | Siemens Medical Solutions | 10041226 | 14L5 SP, MP | Transducer | 14L5 SP MP Transducer For Ultrasound System |  |  | 90 Days |  | Acuson S2000/S1000/S3000 |  |  |  |  | https://www.medspares.com/sites/default/files/styles/product_image/public/product_images/ms4060.jpg?itok=C2tQszEg | https://www.medspares.com/sites/default/files/styles/product_image/public/product_images/img_7145.jpg?itok=XHHW1FtD | https://www.medspares.com/sites/default/files/styles/product_image/public/product_images/img_7140.jpg?itok=aXM2m5uD | https://www.medspares.com/sites/default/files/styles/product_image/public/product_images/img_7142.jpg?itok=q2eLAGNj | [26 empty] | Brand Name |  | Type |  | Size |  | Color |  | Material |  | Dimensions |  | For Use With | For Ultrasound System | [114 empty] | 14L5 SP Transducer | 14L5 SP Probe | 14L5 SP Ultrasound Transducer |  | https://www.medspares.com/products/14l5-sp-transducer-siemens-acuson-s1000s2000s3000-ultrasound-pn-10041226#product-page-tabs=0 | https://parts.multi-inc.com/part/10041226 | https://directmedimaging.com/part/ultrasound/siemens/s2000-trnsdcr-14l5-sp-mp-10041226/ |  | Gagana | 88.89 | 16 | 2
HCPB11_555 | Siemens Medical Solutions | 10041237 |  | Keyboard | Qwerty English Keyboard For Ultrasound System |  |  | 90 Days |  | Acuson S/SC2000/S1000/S3000 |  |  |  |  | https://digitalmedia.shop.siemens-healthineers.com/catalog/products/10041237_1_1280x1280.jpg | [29 empty] | Brand Name |  | Type | Qwerty English | Size |  | Color |  | Material |  | Dimensions |  | For Use With | For Ultrasound System | [112 empty] | 1.698lb | 1 Piece | Qwerty Keyboard | English Keyboard | Qwerty English Keyboard | https://www.shop.siemens-healthineers.com/en-us/product/A_10041237 | https://meditegic.com/10041237-qwerty-english-keyboard-for-siemens-s-2000-ultrasound/ | https://directmedimaging.com/part/ultrasound/siemens/qwerty-english-s-sc2000-10041237/ |  |  | Gagana | 100 | 17 | 0
HCPB11_556 | Siemens Medical Solutions | 10043226 | 7CF2 | Transducer | 7CF2 Transducer Without Probe Hldr For Ultrasound System |  | The 7CF2 utilizes an ACUSON™ patented micro-pinless transducer connector with 192 elements and a center frequency of 4.2MHz. The primary clinical application for the new 7CF2 4D transducer is for obstetric/gynecology applications with superior image quality, contrast and detail resolution in 2D, 3D, and real-time 3D imaging modes. The 7CF2 may be used for adult abdominal applications that can be addressed with high frequency imaging. The 7CF2 was ergonomically designed for extraordinary smaller size and lighter weight than current 4D transducers on the market today. | 90 Days |  | Acuson S2000/S1000/S3000 |  |  |  |  | https://digitalmedia.shop.siemens-healthineers.com/catalog/products/10043226_1_1280x1280.jpg | [29 empty] | Brand Name |  | Type |  | Size |  | Color |  | Material |  | Dimensions |  | For Use With | For Ultrasound System | Without | Without Probe Hldr | [110 empty] | 6.393lb | 1 Piece | 7CF2 Transducer | 7CF2 Transducer w/o Probe Hldr |  | https://www.shop.siemens-healthineers.com/en-us/product/A_10043226 | https://directmedimaging.com/part/ultrasound/siemens/7cf2-transducer-w-o-probe-hldrs200-10043226/ |  |  |  | Gagana | 88.24 | 15 | 2
HCPB11_557 | Siemens Medical Solutions | 10047654 |  | Meter | Dap Meter For C-Arm |  |  | 90 Days |  | Siremobil Compact L, Arcadis Avantic/Vari Gen2/Orbic 3D |  |  |  |  | https://digitalmedia.shop.siemens-healthineers.com/catalog/products/10047654_1_1280x1280.jpg | [29 empty] | Brand Name |  | Type | Dap | Size |  | Color |  | Material |  | Dimensions |  | For Use With | For C-Arm | [112 empty] | 1.83lb | 1 Piece | Dap Meter | C-Arm Dap Meter |  | https://www.shop.siemens-healthineers.com/en-us/product/A_10047654 | https://medparts24.com/c-arm/6788-siemens-dap-meter-pn-10047654-for-siemens-c-arm.html | https://directmedimaging.com/part/x-ray/siemens/dap-meter-10047654/ |  |  | Gagana | 87.5 | 14 | 2
HCPB11_558 | Siemens Medical Solutions | 10048649 |  | DHHS-Spacer | DHHS-Spacer For C-Arm Fluoro Tube |  |  | 90 Days |  | Arcadis Avantic/Avantic Gen2/Varic Gen2/Orbic 3D | [34 empty] | Brand Name |  | Type |  | Size |  | Color |  | Material |  | Dimensions |  | For Use With | For C-Arm Fluoro Tube | [112 empty] | 7.055lb | 1 Piece | DHHS-Spacer | C-Arm Fluoro Tube Spacer |  | https://www.shop.siemens-healthineers.com/en-us/product/A_10048649 | https://meditegic.com/10048649-spacer-for-fluoro-tube-for-siemens-carm/ | https://directmedimaging.com/part/x-ray/siemens/dhhs-spacer-10048649/ |  |  | Gagana | 92.86 | 13 | 1
HCPB11_559 | Siemens Medical Solutions | 10092893 |  | Board | I/O Board For X-Ray System |  |  | 90 Days |  | Axiom Luminos RF, Ysio, Luminos Agile/dRF Max |  |  |  |  | https://digitalmedia.shop.siemens-healthineers.com/catalog/products/10092893_1_1280x1280.jpg | [29 empty] | Brand Name |  | Type | I/O | Size |  | Color |  | Material |  | Dimensions |  | For Use With | For X-Ray System | [112 empty] | 0.994lb | 1 Piece | I/O-Board | X-Ray Machine I/O-Board |  | https://www.shop.siemens-healthineers.com/en-us/product/A_10092893 | https://in.bimedis.com/siemens-p-n-10092893-m494276/used | https://directmedimaging.com/part/x-ray/siemens/i-o-board-10092893/ |  |  | Gagana | 100 | 16 | 0
HCPB11_56 | Datex-Ohmeda | 1009-8001-000 |  | Engine Board | PCA Vent Engine Board For Aestiva, Aespire 7100 Tested BCG | [9 empty] | https://services.gehealthcare.in/medias/1009-8001-000-P1.jpg?context=bWFzdGVyfGltYWdlc3wyMzM2Mjh8aW1hZ2UvanBlZ3xhVzFoWjJWekwyZzNNQzlvTW1Vdk9EZzJPVFl5TmpNNE1ETXhPQzVxY0djfGUyNTBjYmZlZDNiYzNkMDUxZDE5NTA4NzM0MmY4NTI5MzhjY2I5MDI4MWE1ZGE3ZGIxMTMxMWNjYzA2YTQ4MWM | https://services.gehealthcare.in/medias/1009-8001-000-P2.jpg?context=bWFzdGVyfGltYWdlc3wyNjIyMDN8aW1hZ2UvanBlZ3xhVzFoWjJWekwyZzBaUzlvWVRrdk9EZzJPVGN3T1RrM01UUTROaTVxY0djfDA4ZmJmNWU5YmI0NzllZGYwODBjMDM3ZmEwOGNhMWExMzQ3ZWMwNjk1YTQxOTA0YTM3NmExNWEzYzQyMzI5OTI | https://services.gehealthcare.in/medias/1009-8001-000-T1.jpg?context=bWFzdGVyfGltYWdlc3wzMDU1NjZ8aW1hZ2UvanBlZ3xhVzFoWjJWekwyaGxaUzlvTkRVdk9EZzJPVGM1TXpjMU9USTJNaTVxY0djfDcxMGZjODY3MGRjNDM0OGFkODViODBkMGI1ODBhOTNlYThiODU0ZDVjNmM1MTI2MGU1NWJhZjg2ZTYwMjdmMjA | [7 empty] | http://www.frankshospitalworkshop.com/equipment/documents/ventilators/service_manuals/Datex-Ohmeda%207100%20Ventilator%20-%20Service%20manual.pdf | [6 empty] | Anti-static field packaging for ESD sensitive materials like handle and PCA | Connector board complies with the international standards like the IPC 6012 standard (Qualification and Performance Specification for Rigid Printed Boards) | Label material and adhesives withstand all circuit processing | Durable and reliable | [9 empty] | Brand Name |  | Type | PCA Vent | Size |  | Color |  | Material |  | Dimensions |  | For Use With | For Aestiva, Aespire 7100 Tested BCG | [114 empty] | PCA Vent Engine Board | Aespire PCA Vent Engine Board |  | https://dev-services.gehealthcare.in/gehcstorefront/p/1009-8001-000 |  |  |  |  | Ashok | 100 | 17 | 0
HCPB11_560 | Siemens Medical Solutions | 10093399 |  | Console | SX W. Sireskop SD Control Console For Rad/Fluoro Room |  |  | 90 Days |  | Multix Top, Multix Top Acss/Acss P, Multix Pro Acss P |  |  |  |  | https://directmedimaging.com/wp-content/uploads/parts/10093399.1.jpg | https://directmedimaging.com/wp-content/uploads/parts/10093399.2.jpg | https://directmedimaging.com/wp-content/uploads/parts/10093399.3.jpg | [27 empty] | Brand Name |  | Type | SX W. Sireskop SD, Control | Size |  | Color |  | Material |  | Dimensions |  | For Use With | For Rad/Fluoro Room | [112 empty] | 5.291lb | 1 Piece | Control Console | SX w. Sireskop SD Console |  | https://www.shop.siemens-healthineers.com/en-us/product/A_10093399 | https://directmedimaging.com/part/x-ray/siemens/control-console-sx-w-sireskop-sd-10093399/ |  |  |  | Gagana | 100 | 17 | 0
HCPB11_561 | Siemens Medical Solutions | 10093768 |  | PCB | FD Receiver-5K PCB For X-Ray System |  |  | 90 Days |  | Multix Top, Multix Top Acss/Acss P, Multix Pro Acss P |  |  |  |  | https://digitalmedia.shop.siemens-healthineers.com/catalog/products/10093768.jpg | [29 empty] | Brand Name |  | Type | FD Receiver-5K | Size |  | Color |  | Material |  | Dimensions |  | For Use With | For X-Ray System | [112 empty] | 1.642lb | 1 Piece | Printed Circuit Board | FD Receiver-5K PCB |  | https://www.shop.siemens-healthineers.com/en-us/product/A_10093768 | https://in.bimedis.com/p-item/x-ray-machine-spare-parts-siemens-p-n-10093768-2175796 | https://directmedimaging.com/part/x-ray/siemens/fd-receiver-5k-pcb-10093768/ |  |  | Gagana | 100 | 16 | 0
HCPB11_562 | Siemens Medical Solutions | 10094276 | 613-470 | Box | 613-470 Battery Box For Closed MRI |  |  | 90 Days |  | Magnetom Avanto/Espree/Trio A Tim/Verio |  |  |  |  | https://www.blockimaging.com/hubfs/Parts/10094276-613-470-battery-for-siemens-closed-mri-1.jpg | https://www.blockimaging.com/hubfs/Parts/10094276-613-470-battery-for-siemens-closed-mri-3.jpg | [28 empty] | Brand Name |  | Type | Battery | Size |  | Color |  | Material |  | Dimensions |  | For Use With | For Closed MRI | [112 empty] | 17.637lb | 1 Piece | Battery Box | 613-470 Battery Box | Closed MRI Battery Box | https://www.shop.siemens-healthineers.com/en-us/product/A_10094276 | https://www.blockimaging.com/parts/10094276-siemens-mri-613-470-battery | https://directmedimaging.com/part/mri/siemens/battery-box-613-470-10094276/ |  |  | Gagana | 100 | 19 | 0
HCPB11_563 | Siemens Medical Solutions | 10096765 |  | Box | Alarm Box For MRI Scanner |  |  | 90 Days |  | Magnetom Avanto/Espree/Trio A Tim/Verio |  |  |  |  | https://digitalmedia.shop.siemens-healthineers.com/catalog/products/10096765.jpg | [29 empty] | Brand Name |  | Type | Alarm | Size |  | Color |  | Material |  | Dimensions |  | For Use With | For MRI Scanner | [112 empty] | 3.527lb | 1 Piece | Alarm Box | MRI Scanner Alarm Box |  | https://www.shop.siemens-healthineers.com/en-us/product/A_10096765 | https://in.bimedis.com/p-item/mri-machine-parts-siemens-p-n-10096765-1343906 | https://directmedimaging.com/part/mri/siemens/alarm-box-10096765/ |  |  | Gagana | 100 | 16 | 0
HCPB11_564 | Siemens Medical Solutions | 10103225 | OR105 | Assembly | OR105 Quench Valve Assembly For MRI Scanner |  |  | 90 Days |  | Magnetom Avanto/Espree/Essenza/Avanto Dot |  |  |  |  | https://digitalmedia.shop.siemens-healthineers.com/catalog/products/10103225_1_1280x1280.jpg | [29 empty] | Brand Name |  | Type | Quench Valve | Size |  | Color |  | Material |  | Dimensions |  | For Use With | For MRI Scanner | [112 empty] | 6.878lb | 1 Piece | Valve Assembly | OR105 Quench Valve Assembly | MRI Machine Valve Assembly | https://www.shop.siemens-healthineers.com/en-us/product/A_10103225 | https://in.bimedis.com/p-item/mri-machine-parts-siemens-p-n-10103225-1840884 | https://directmedimaging.com/part/mri/siemens/or105-quench-valve-assy-10103225/ |  |  | Gagana | 100 | 18 | 0
HCPB11_565 | Siemens Medical Solutions | 10121913 |  | Disc | DN40 Metal 1.8Bar Burst Disc For MRI Scanner |  |  | 90 Days |  | Magnetom Avanto/Espree/Essenza/Avanto Dot |  |  |  |  | https://digitalmedia.shop.siemens-healthineers.com/catalog/products/10121913.jpg | [29 empty] | Brand Name |  | Type | Burst | Size | DN40 | Color |  | Material | Metal | Dimensions |  | For Use With | For MRI Scanner | Pressure Rating | 1.8Bar | [110 empty] | 2.844lb | 1 Piece | Burst Disc | Metal Burst Disc | MRI Machine Burst Disc | https://www.shop.siemens-healthineers.com/en-us/product/A_10121913 | https://in.bimedis.com/siemens-p-n-10121913-m171040 | https://directmedimaging.com/part/mri/siemens/burst-disc-metal-1-8-bar-dn40-10121913/ |  |  | Gagana | 100 | 20 | 0
HCPB11_566 | Siemens Medical Solutions | 10129021 | OR98 | Assembly | OR98 Quench Valve Assembly For MRI Scanner |  |  | 90 Days |  | Magnet System OR76/OR97 Toshiba, Hitachi OR105, Magnetom Aera/Skyra |  |  |  |  | https://digitalmedia.shop.siemens-healthineers.com/catalog/products/10129021_1_1280x1280.jpg | [29 empty] | Brand Name |  | Type | Quench Valve | Size |  | Color |  | Material |  | Dimensions |  | For Use With | For MRI Scanner | [112 empty] | 11.243lb | 1 Piece | Valve Assembly | OR98 Quench Valve Assembly | MRI Machine Valve Assembly | https://www.shop.siemens-healthineers.com/en-us/product/A_10129021 | https://www.novarium.net/vendita/prodotto/?pid=25040103954127 | https://directmedimaging.com/part/mri/siemens/or98-quench-valve-assembly-10129021/ |  |  | Gagana | 100 | 18 | 0
HCPB11_567 | Siemens Medical Solutions | 10129362 |  | Disc | 65mm Graphite 26psi Burst Disc For MRI Scanner |  |  | 90 Days |  | Magnetom Avanto/Espree/Essenza/Avanto Dot |  |  |  |  | https://digitalmedia.shop.siemens-healthineers.com/catalog/products/10129362_1_1280x1280.jpg | [29 empty] | Brand Name |  | Type | Burst | Size | 65mm | Color |  | Material | Graphite | Dimensions |  | For Use With | For MRI Scanner | Pressure Rating | 26psi | [110 empty] | 0.375lb | 1 Piece | Burst Disc | MRI Machine Burst Disc |  | https://www.shop.siemens-healthineers.com/en-us/product/A_10129362 | https://bimedis.com/p-item/mri-machine-parts-siemens-p-n-10129362-2032177 | https://directmedimaging.com/part/mri/siemens/burst-disc-graphite-26psi-65mm-nb-10129362/ |  |  | Gagana | 100 | 19 | 0
HCPB11_568 | Siemens Medical Solutions | 10129438 |  | Kit | De-Ice Diffuser Syphon Kit For MRI Scanner |  |  | 90 Days |  | Magnetom Avanto/Espree/Essenza/Avanto Dot |  |  |  |  | https://digitalmedia.shop.siemens-healthineers.com/catalog/products/10129438_1_1280x1280.jpg | [29 empty] | Brand Name |  | Type | De-Ice Diffuser Syphon | Size |  | Color |  | Material |  | Dimensions |  | For Use With | For MRI Scanner | [112 empty] | 1.4lb | 1 Kit | Syphon Kit | De-Ice Diffuser Syphon Kit | MRI Machine Syphon Kit | https://www.shop.siemens-healthineers.com/en-us/product/A_10129438 | https://es.bimedis.com/p-item/piezas-de-maquinas-de-irm-siemens-p-n-10129438-1845773 | https://directmedimaging.com/part/mri/siemens/de-ice-diffuser-syphon-kit-10129438/ |  |  | Gagana | 100 | 17 | 0
HCPB11_569 | Siemens Medical Solutions | 10131485 |  | Coil | Neck Matrix Coil For MRI Scanner |  |  | 90 Days |  | Magnetom Essenza/Essenza Dot |  |  |  |  | https://digitalmedia.shop.siemens-healthineers.com/catalog/products/10131485_1_1280x1280.jpg | [29 empty] | Brand Name |  | Type | Neck Matrix | Size |  | Color |  | Material |  | Dimensions |  | For Use With | For MRI Scanner | [112 empty] | 13.228lb | 1 Piece | Neck Matrix Coil | MRI Machine Neck Matrix Coil |  | https://www.shop.siemens-healthineers.com/en-us/product/A_10131485 | https://www.medicaloutfittersparts.com/shop/10131485-siemens-mri-1-5t-neck-matrix-a60-pn-10131485-17249 | https://directmedimaging.com/part/mri/siemens/neck-matrix-coil-10131485/ |  |  | Gagana | 100 | 16 | 0
HCPB11_57 | Datex-Ohmeda | 1406-3278-000 |  | O-ring | 15.54 ID x 20.78mm OD EPR O-ring For Aestiva Anesthesia Machine |  | The O-ring is used to prevent the leakage of vapors from Breathing Circuit Gas (BCG) in an anesthesia delivery machine. A common cause of vapor leakage is an absent or damaged O-ring. It is the most common type of seal used in a wide range of static or dynamic applications. It is seated in a groove and it is compressed between two or more parts to create an excellent seal. This O-ring is made up of Ethylene Propylene Rubber (EPR), which is an excellent seal because of its useful physical, chemical and mechanical properties. These O-rings are suitable for use with hydraulic fluid, as well as steam, water, silicone oils, brake fluids and alcohols. O-rings with 80 durometer offers the best combination of properties for most of the applications. These O-rings are not recommended for oils and solvents. |  |  |  |  | 2.62mm |  |  | https://services.gehealthcare.in/medias?context=bWFzdGVyfGltYWdlc3w0MjY0OHxpbWFnZS9qcGVnfGltYWdlcy9oYzcvaDUwLzg3OTYyOTQ2MTA5NzQuanBnfDlkZjRjZGVjMjcxYzk3OGM3N2Q2ZTBhZmIwYzc2ZmNiMGU0N2I5YjcwMGJlMWQ4YTM1YTM0NGNjNDllZTE5Mzg | [9 empty] | https://documents.cdn.ifixit.com/bPgJOfsOjuspbVZK.pdf | [6 empty] | Compression set resistant | Wear resistant | Abrasion resistant | [10 empty] | Brand Name |  | Type |  | Size |  | Color |  | Material | EPR | Dimensions |  | For Use With | For Aestiva Anesthesia Machine | Inner Diameter | 15.54mm | Outer Diameter | 20.78mm | Hardness | 80 Durometer | [107 empty] | 2/Pack | O-ring | Aestiva Anesthesia Machine O-ring |  | https://dev-services.gehealthcare.in/gehcstorefront/p/1406-3278-000 | https://services.gehealthcare.in/gehcstorefront/p/1406-3278-000 |  |  |  | Ashok | 95.24 | 20 | 1
HCPB11_570 | Siemens Medical Solutions | 10135943 | 8C3 HD | Transducer | 8C3 HD Transducer For Ultrasound System |  |  | 90 Days |  | Acuson S1000/S2000/S3000 |  |  |  |  | https://www.medspares.com/sites/default/files/styles/product_image/public/product_images/img_8483.jpg?itok=9K_G5wBG | https://www.medspares.com/sites/default/files/styles/product_image/public/product_images/img_3276.jpg?itok=4CEQR4Td | https://www.medspares.com/sites/default/files/styles/product_image/public/product_images/img_3274.jpg?itok=7Tr5GDn3 | [27 empty] | Brand Name |  | Type |  | Size |  | Color |  | Material |  | Dimensions |  | For Use With | For Ultrasound System | [114 empty] | 8C3 HD Transducer | 8C3 HD Ultrasound Transducer |  |  | https://www.medspares.com/products/8c3-hd-transducer-siemens-acuson-s1000s2000s3000-ultrasound-general-pn-10135943#product-page-tabs=0 | https://directmedimaging.com/part/ultrasound/siemens/8c3-hd-transducer-s3000-10135943/ |  |  | Gagana | 86.67 | 13 | 2
HCPB11_571 | Siemens Medical Solutions | 10136144 | EC9-4 | Transducer | EC9-4 Transducer For Ultrasound System |  |  | 90 Days |  | Acuson P500 |  |  |  |  | https://digitalmedia.shop.siemens-healthineers.com/catalog/products/10136144_1_1280x1280.jpg | [29 empty] | Brand Name |  | Type |  | Size |  | Color |  | Material |  | Dimensions |  | For Use With | For Ultrasound System | [112 empty] | 2.866lb | 1 Piece | EC9-4 Transducer | EC9-4 Ultrasound Probe |  | https://www.shop.siemens-healthineers.com/en-us/product/A_10136144 | https://directmedimaging.com/part/ultrasound/siemens/p500-ec9-4-transducer-10136144/ |  |  |  | Gagana | 100 | 15 | 0
HCPB11_572 | Siemens Medical Solutions | 10139817 |  | Box | Front Glass Pane Control Box For Mammo Unit |  |  | 90 Days |  | Mammomat Inspiration/Revelation |  |  |  |  | https://digitalmedia.shop.siemens-healthineers.com/catalog/products/10139817_1_1280x1280.jpg | [29 empty] | Brand Name |  | Type | Front Glass Pane Control | Size |  | Color |  | Material |  | Dimensions |  | For Use With | For Mammo Unit | [112 empty] | 13.338lb | 1 Piece | Front Glass Pane Control Box | Mammo Unit Control Box |  | https://www.shop.siemens-healthineers.com/en-us/product/A_10139817 | https://prompt.parts/product/product-10139817-control-box-front-glass-pane/ | https://directmedimaging.com/part/x-ray/siemens/control-box-front-glass-pane-10139817/ |  |  | Gagana | 100 | 16 | 0
HCPB11_573 | Siemens Medical Solutions | 10141785 | Straton MX P46 | Tube | Straton MX P46 High-Performance X-Ray Tube For CT Scanner |  | The Siemens Straton MXP Tube is a high-performance X-ray tube used in Siemens CT scanners like the SOMATOM Definition series. It delivers reliable imaging with fast cooling and durability, ideal for high-demand environments. Its advanced design ensures precise, continuous scanning with minimal interruptions. The Siemens Straton MXP Tube also has alternative part numbers, including 0010141785 and 10892460, making replacements more accessible. It remains a crucial component in diagnostic imaging, ensuring high-quality results and enhancing overall workflow efficiency. | 90 Days |  | Definition AS/AS+(128)/Edge |  |  |  |  | https://www.blockimaging.com/hubfs/Parts/57908_10141785%20(2).jpg | https://www.blockimaging.com/hubfs/Parts/57908_10141785%20(4).jpg | https://www.blockimaging.com/hubfs/Parts/57908_10141785%20(3).jpg | https://www.blockimaging.com/hubfs/Parts/57908_10141785%20(5).jpg | https://www.blockimaging.com/hubfs/Parts/57908_10141785%20(6).jpg | https://www.blockimaging.com/hubfs/Parts/57908_10141785%20(8).jpg | https://www.blockimaging.com/hubfs/Parts/57908_10141785%20(7).jpg | https://www.blockimaging.com/hubfs/Parts/57908_10141785%20(9).jpg | https://www.blockimaging.com/hubfs/Parts/57908_10141785%20(10)-1.jpg | [21 empty] | Brand Name |  | Type | High-Performance X-Ray | Size |  | Color |  | Material |  | Dimensions |  | For Use With | For CT Scanner | [114 empty] | Straton MXP Tube | Formance X-Ray Tube High-Performance X-Ray Tube |  |  | https://lbnmedical.com/part/straton-mxp-tube-10141785/ | https://www.blockimaging.com/parts/10141785-siemens-ct-straton-mx-p46-x-ray-tube | https://www.mediram.net/10141785-straton-mx-p46-x-ray-tube | https://directmedimaging.com/part/ct/siemens/straton-mx-p46-x-ray-tube-10141785/ | Gagana | 96 | 24 | 1
HCPB11_574 | Siemens Medical Solutions | 10143634 |  | Battery | Battery For XCU Urology |  |  | 90 Days |  | Axiom Artis U/Luminos TF, Lithostar Multiline, Multix Top, Polydoros SX 65 80, Simulators, Uroskop Access | [34 empty] | Brand Name |  | Type |  | Size |  | Color |  | Material |  | Dimensions |  | For Use With | For XCU Urology | [114 empty] | Battery | XCU Battery | Urology XCU Battery |  | https://prompt.parts/product/product-10143634-battery-for-xcu/ | https://www.mediram.net/10143634-battery-charger-2 | https://directmedimaging.com/part/x-ray/siemens/battery-for-xcu-10143634/ |  | Gagana | 100 | 13 | 0
HCPB11_575 | Siemens Medical Solutions | 10143774 | Glycomix 40 | Coolant | Glycomix 40 Coolant For Angiography Machine |  |  | 90 Days |  | Artis zee FA/ceiling/multi-purpose/BA/floor MN | [34 empty] | Brand Name |  | Type |  | Size |  | Color |  | Material |  | Dimensions |  | For Use With | For Angiography Machine | [112 empty] | 5.489lb | 1 Piece | Coolant | Glycomix 40 Coolant |  | https://www.shop.siemens-healthineers.com/en-us/product/A_10143774 | https://directmedimaging.com/part/x-ray/siemens/coolant-glycomix-40-10143774/ | https://in.bimedis.com/p-item/angiography-machine-parts-siemens-p-n-10143774-2172250 |  |  | Gagana | 100 | 15 | 0
HCPB11_576 | Siemens Medical Solutions | 10161758 |  | Support | Railing Support For CT Scanner |  |  | 90 Days |  | Somatom Definition/Definition AS/Edge Pluse/Definition Flash |  |  |  |  | https://digitalmedia.shop.siemens-healthineers.com/catalog/products/10161758.jpg | [29 empty] | Brand Name |  | Type | Railing | Size |  | Color |  | Material |  | Dimensions |  | For Use With | For CT Scanner | [112 empty] | 1.323lb | 1 Piece | Railing Support | CT Scanner Railing Support |  | https://www.shop.siemens-healthineers.com/en-us/product/A_10161758 | https://www.blockimaging.com/parts/10161758-siemens-ct-railing-support | https://directmedimaging.com/part/ct/siemens/railing-support-10161758/ |  |  | Gagana | 100 | 16 | 0
HCPB11_577 | Siemens Medical Solutions | 10161804 |  | Brush | EMC Brush For CT Scanner |  |  | 90 Days |  | Somatom Definition/Definition Flash |  |  |  |  | https://digitalmedia.shop.siemens-healthineers.com/catalog/products/10161804_1_1280x1280.jpg | https://digitalmedia.shop.siemens-healthineers.com/catalog/products/10161804_2_1280x1280.jpg | https://digitalmedia.shop.siemens-healthineers.com/catalog/products/10161804_3_1280x1280.jpg | https://digitalmedia.shop.siemens-healthineers.com/catalog/products/10161804_1_1280x1280.jpg | [26 empty] | Brand Name |  | Type | EMC | Size |  | Color |  | Material |  | Dimensions |  | For Use With | For CT Scanner | [112 empty] | 0.882lb | 1 Piece | EMC Brush | CT Scanner EMC Brush |  | https://www.shop.siemens-healthineers.com/en-us/product/A_10161804 | https://in.bimedis.com/p-item/ct-scanner-parts-siemens-p-n-10161804-2235363 | https://directmedimaging.com/part/ct/siemens/emc-brush-10161804/ |  |  | Gagana | 100 | 19 | 0
HCPB11_578 | Siemens Medical Solutions | 10161835 |  | Keyboard | USA PC USB Keyboard For CT Scanner |  | PC keyboard in aforementioned language with a number pad. For ICS/IRS tower 1-10. Use delivered PS/2 adapter for ICS/IRS tower 1-7. | 90 Days |  | Somatom Emotion 6, Coherence AG Therapist, e.soft V Workstation, |  |  |  |  | https://digitalmedia.shop.siemens-healthineers.com/catalog/products/10161835_1_1280x1280.jpg | [29 empty] | Brand Name |  | Type | USA PC USB | Size |  | Color |  | Material |  | Dimensions |  | For Use With | For CT Scanner | [112 empty] | 3.307lb | 1 Piece | USA PC USB Keyboard | CT Scanner USB Keyboard |  | https://www.shop.siemens-healthineers.com/en-us/product/A_10161835 | https://in.bimedis.com/siemens-p-n-10161835-m35076/used | https://directmedimaging.com/part/ct/siemens/pc-keyboard-usa-usb-10161835/ |  |  | Gagana | 100 | 17 | 0
HCPB11_579 | Siemens Medical Solutions | 10161844 |  | Servo-Controller | Servo-Controller For CT Scanner |  |  | 90 Days |  | Somatom Definition/Definition Flash/Drive |  |  |  |  | https://digitalmedia.shop.siemens-healthineers.com/catalog/products/10161844_1_1280x1280.jpg | [29 empty] | Brand Name |  | Type |  | Size |  | Color |  | Material |  | Dimensions |  | For Use With | For CT Scanner | [112 empty] | 16.314lb | 1 Piece | Servo-Controller | CT Scanner Servo-Controller |  | https://www.shop.siemens-healthineers.com/en-us/product/A_10161844 | https://directmedimaging.com/part/ct/siemens/servo-controller-10161844/ |  |  |  | Gagana | 100 | 14 | 0
HCPB11_58 | Datex-Ohmeda | 1406-3279-000 |  | Valve | Thermoplastic BCG Poppet Bag-to-Vent Switch Valve For Aestiva Anesthesia Machine |  | The Poppet Bag-to-Vent Switch Valve Breathing Circuit Gas (BCG) is a poppet valve that is a sub-component of the Bag/Vent (BTV) seal assembly. The BTV is located in the main manifold assembly of anesthesia machines. The valve is typically used to control the timing and quantity of gas or vapor flow into the anesthesia machine. The product material is made of a high quality VICTREX® 450 thermoplastic that has excellent chemical resistance, which makes it well suited for many medical applications. It is used in many systems such as MS DASH 4000, ARC Aestiva 7100, UL Voluson P8, ARC Aisys, ARC Aestiva MRI and Aestiva GoldSeal. | [7 empty] | https://services.gehealthcare.in/medias/1406-3279-000-001.jpg?context=bWFzdGVyfGltYWdlc3wxNDk0MDN8aW1hZ2UvanBlZ3xhVzFoWjJWekwyaGlaUzlvWmpndk9EZzJNVEV5TkRNMk1qSTNNQzVxY0djfGVjNTQ4ODI4MTkwNGE4MWI4ODU0NDI2ZGM3NDMwOGNkNDUzYjQyMWI0ZjI4MjNlMTBkMzRjY2FmNTY0YzNkZTA | https://services.gehealthcare.in/medias/1406-3279-000-002.jpg?context=bWFzdGVyfGltYWdlc3wxNTM2OTZ8aW1hZ2UvanBlZ3xhVzFoWjJWekwyaG1aaTlvTm1Zdk9EZzJNVEV6TnpVek5UQXdOaTVxY0djfDhiZGNhOTdjZGExYzhjMWVjYmYwZWRiYTdmMTA0OWYwOWNiM2YzMzYyZDc5NWY1NTU1YjZiMmY0NWFkNDVjYzI | https://services.gehealthcare.in/medias/1406-3279-000-003.jpg?context=bWFzdGVyfGltYWdlc3wxNTA2ODd8aW1hZ2UvanBlZ3xhVzFoWjJWekwyZ3laaTlvTm1Vdk9EZzJNVEUxTURVM05qWTNNQzVxY0djfGRlNGJiN2FkOGU3NGRkZDZlOGI3ZjRjM2IwNjYwZGUzNjdjZmRhMmU2OTVjOTM4YTdiYzZjNjVmOWFjMTFkOWI | [7 empty] | https://documents.cdn.ifixit.com/bPgJOfsOjuspbVZK.pdf | [6 empty] | Valve for bag/vent seal assembly | High performance thermoplastic material | Higher strength and stiffness | Ductile | [9 empty] | Brand Name |  | Type | BCG Poppet Bag-to-Vent Switch | Size |  | Color |  | Material | Thermoplastic | Dimensions |  | For Use With | For Aestiva Anesthesia Machine | [113 empty] | 2/Pack | Bag-to-Vent Switch Valve | BCG Poppet Bag-to-Vent Switch Valve |  | https://dev-services.gehealthcare.in/gehcstorefront/p/1406-3279-000 |  |  |  |  | Ashok | 100 | 20 | 0
HCPB11_580 | Siemens Medical Solutions | 10166088 |  | Idle Axle G | Idle Axle G For CT Scanner |  |  | 90 Days |  | Somatom Sprit/Perspective/Perspective 16/Emotion 6/Emotion 16 |  |  |  |  | https://digitalmedia.shop.siemens-healthineers.com/catalog/products/10166088.jpg | [29 empty] | Brand Name |  | Type |  | Size |  | Color |  | Material |  | Dimensions |  | For Use With | For CT Scanner | [112 empty] | 5.791lb | 1 Piece | Idle Axle G | CT Scanner Idle Axle G |  | https://www.shop.siemens-healthineers.com/en-us/product/A_10166088 | https://directmedimaging.com/part/ct/siemens/idle-axle-g-10166088/ |  |  |  | Gagana | 100 | 14 | 0
HCPB11_581 | Siemens Medical Solutions | 10167834 |  | Potentiometer | Complete Potentiometer For Angiography Machine |  |  | 90 Days |  | Axiom Iconos MD B/R100 B, Luminos RF Classic/Fusion VC I.I | [34 empty] | Brand Name |  | Type | Complete | Size |  | Color |  | Material |  | Dimensions |  | For Use With | For Angiography Machine | [112 empty] | 0.772lb | 1 Piece | Potentiometer | Angiography Machine Potentiometer |  | https://www.shop.siemens-healthineers.com/en-us/product/A_10167834 | https://bimedis.com/p-item/angiography-machine-parts-siemens-p-n-10167834-2168877 | https://directmedimaging.com/part/x-ray/siemens/potentiometer-cpl-10167834/ |  |  | Gagana | 100 | 15 | 0
HCPB11_582 | Siemens Medical Solutions | 10168380 | C4140 CONT-H | Controller | C4140 CONT-H Horizontal Controller For MRI Scanner |  |  | 90 Days |  | Magnetom Essenza/Essenza Dot |  |  |  |  | https://digitalmedia.shop.siemens-healthineers.com/catalog/products/10168380_1_1280x1280.jpg | [29 empty] | Brand Name |  | Type | Horizontal | Size |  | Color |  | Material |  | Dimensions |  | For Use With | For MRI Scanner | [112 empty] | 0.948lb | 1 Piece | Horizontal Controller | C4140 CONT-H Controller |  | https://www.shop.siemens-healthineers.com/en-us/product/A_10168380 | https://novarium.net/vendita/marca/?cid=C080415639&brand=Siemens&um=Magnetom | https://directmedimaging.com/part/mri/siemens/horizontal-controllerc4140-cont-h-10168380/ |  |  | Gagana | 100 | 17 | 0
HCPB11_583 | Siemens Medical Solutions | 10182882 |  | Cap | QC Source Vial Cap For Auto Analizer Cup, CT Scanner |  | Cap to QC Source vial, fits part no. 01244313. | 90 Days |  | e.cam Gantry Single Head v3.0/Dual Head v3.7 |  |  |  |  | https://digitalmedia.shop.siemens-healthineers.com/catalog/products/10182882_1_1280x1280.jpg | [29 empty] | Brand Name |  | Type | QC Source Vial | Size |  | Color |  | Material |  | Dimensions |  | For Use With | For Auto Analizer Cup, CT Scanner | [112 empty] | 0.022lb | 1 Piece | QC Source Vial Cap | Auto Analizer Cup Cap |  | https://www.shop.siemens-healthineers.com/en-us/product/A_10182882 | https://bimedis.com/p-item/ct-scanner-parts-siemens-p-n-10182882-2150343 | https://directmedimaging.com/part/na/siemens/cap-f-auto-analizer-cup-10182882/ |  |  | Gagana | 100 | 17 | 0
HCPB11_584 | Siemens Medical Solutions | 10185467 |  | Cushion | Shoulder Array Cushion For MRI Scanner |  | Positioning aid for the Shoulder Array to give patients extra comfort. | 90 Days |  | Magnetom Symphony Syngo MR/Sonata Syngo/Avanto |  |  |  |  | https://digitalmedia.shop.siemens-healthineers.com/catalog/products/10185467_1_1280x1280.jpg | [29 empty] | Brand Name |  | Type | Shoulder Array | Size |  | Color |  | Material |  | Dimensions |  | For Use With | For MRI Scanner | [112 empty] | 1.543lb | 1 Piece | Shoulder Array Cushion | MRI Scanner Cushion |  | https://www.shop.siemens-healthineers.com/en-us/product/A_10185467 | https://directmedimaging.com/part/mri/siemens/shoulder-array-cushion-10185467/ |  |  |  | Gagana | 100 | 16 | 0
HCPB11_585 | Siemens Medical Solutions | 10185707 |  | Belt | Belt For MRI Scanner |  | This belt can be hooked into patient tables. It serves for patient positioning with flexible surface coils. | 90 Days |  | Magnetom Verio/Verio Dot, Biograph mMR |  |  |  |  | https://digitalmedia.shop.siemens-healthineers.com/catalog/products/10185707_1_1280x1280.jpg | [29 empty] | Brand Name |  | Type |  | Size |  | Color |  | Material |  | Dimensions |  | For Use With | For MRI Scanner | [112 empty] | 0.22lb | 1 Piece | Belt | MRI Scanner Belt |  | https://www.shop.siemens-healthineers.com/en-us/product/A_10185707 | https://in.bimedis.com/p-item/mri-machine-parts-siemens-p-n-10185707-2155892 | https://directmedimaging.com/part/mri/siemens/belt-10185707/ |  |  | Gagana | 100 | 16 | 0
HCPB11_586 | Siemens Medical Solutions | 10185779 |  | Support | Head Support For MRI Scanner |  | The Pad can be used for a comfortable positioning of patient's head without the Head Coil. | 90 Days |  | Magnetom Concerto/Imp/Exp/Har/Symphony syngo MR |  |  |  |  | https://digitalmedia.shop.siemens-healthineers.com/catalog/products/10185779_1_1280x1280.jpg | [29 empty] | Brand Name |  | Type | Head | Size |  | Color |  | Material |  | Dimensions |  | For Use With | For MRI Scanner | [112 empty] | 2.165lb | 1 Piece | Head Support | MRI Scanner Head Support |  | https://www.shop.siemens-healthineers.com/en-us/product/A_10185779 | https://directmedimaging.com/part/mri/siemens/head-support-10185779/ |  |  |  | Gagana | 100 | 16 | 0
HCPB11_587 | Siemens Medical Solutions | 10187209 |  | Holder | RTP Phantom Holder For CT Scanner |  |  | 90 Days |  | Magnetom Definition AS/Edge Plus/Definition Edge/Confidence | [34 empty] | Brand Name |  | Type | RTP Phantom | Size |  | Color |  | Material |  | Dimensions |  | For Use With | For CT Scanner | [112 empty] | 1.764lb | 1 Piece | RTP Phantom Holder | CT Scanner Phantom Holder |  | https://www.shop.siemens-healthineers.com/en-us/product/A_10187209 | https://www.blockimaging.com/parts/10187209-siemens-ct-phantom-holder-rtp | https://directmedimaging.com/part/ct/siemens/phantom-holder_rtp-10187209/ |  |  | Gagana | 100 | 15 | 0
HCPB11_588 | Siemens Medical Solutions | 10273394 |  | Detection Lift Position | Detection Lift Position For X-Ray System |  |  | 90 Days |  | Ysio, Ysio S |  |  |  |  | https://digitalmedia.shop.siemens-healthineers.com/catalog/products/10273394_1_1280x1280.jpg | [29 empty] | Brand Name |  | Type |  | Size |  | Color |  | Material |  | Dimensions |  | For Use With | For X-Ray System | [112 empty] | 0.838lb | 1 Piece | Detection Lift Position | X-Ray Machine Detection Lift Position |  | https://www.shop.siemens-healthineers.com/en-us/product/A_10273394 | https://in.bimedis.com/siemens-p-n-10273394-m572029/refurbished | https://directmedimaging.com/part/x-ray/siemens/detection-lift-position-10273394/ |  |  | Gagana | 100 | 15 | 0
HCPB11_589 | Siemens Medical Solutions | 10280920 | TCM-M V2 | Module | TCM-M V2 Table Control Module |  |  | 90 Days |  | Artis zee FA/ceiling/multi-purpose/BA/floor MN |  |  |  |  | https://www.blockimaging.com/hubfs/Parts/64291_10280920%20(3).jpg | https://www.blockimaging.com/hubfs/Parts/64291_10280920%20(4).jpg | https://www.blockimaging.com/hubfs/Parts/64291_10280920%20(5).jpg | https://www.blockimaging.com/hubfs/Parts/64291_10280920%20(6).jpg | https://www.blockimaging.com/hubfs/Parts/64291_10280920%20(7).jpg | [25 empty] | Brand Name |  | Type | Table Control | Size |  | Color |  | Material |  | Dimensions |  | For Use With | [113 empty] | 4.597lb | 1 Piece | Table Control Module | TCM-M V2 Module |  | https://www.shop.siemens-healthineers.com/en-us/product/A_10280920 | https://www.blockimaging.com/parts/10280920-siemens-cath-angio-table-control-module | https://directmedimaging.com/part/x-ray/siemens/table-control-module-tcm-m-v2-10280920/ |  |  | Gagana | 100 | 20 | 0
HCPB11_59 | Datex-Ohmeda | 1406-3346-000 |  | O-ring | 31.42 ID x 36.66mm OD Silicone Rubber O-ring For Aestiva Anesthesia Machine |  | O-rings are also known as circular sealing, which is widely used in cylindrical application to prevent leakages. It is used in a place where it is compressed in between two or more surfaces. An O-ring is generally made of rubber due to which it returns to its original shape on compression. It is used to prevent the fluid or air from escaping when the O-ring is compressed between two surfaces. A common cause of vapor leakage is the absent or damaged O-ring. They are mainly used for sealing leakage of fuel or gas and are seated in a groove and compressed between two or more parts thereby creating a seal at the interface. |  |  |  |  | 2.62mm |  |  | https://services.gehealthcare.in/medias/1406-3346-000-3-.JPG?context=bWFzdGVyfGltYWdlc3w1Mjk3OXxpbWFnZS9qcGVnfGFXMWhaMlZ6TDJnMk5pOW9ORFF2T0RneU5EZzJPVFF5TVRBNE5pNXFjR2N8OTAzOTdmNGJjZTRiYTQ3MThjZTIwYjc0MjZlNDUyNGFlOWJiNWIyMzFjMWNlMTNkYTJjZWQzNGFhOTQ1ZmMyNQ | https://services.gehealthcare.in/medias/1406-3346-000-5-.JPG?context=bWFzdGVyfGltYWdlc3w1NTA1MXxpbWFnZS9qcGVnfGFXMWhaMlZ6TDJoak1TOW9OVEl2T0RneU5EZzNOVEUxTlRRNE5pNXFjR2N8ZjAyNzM1MjgxNDQ0YTE4MWM0MTc2ODM5MjZhYmE4ZGUyM2E4N2ZhZTQ3YWZhNmU3ODM2Y2M4ZmJiNjZhNjk5OQ | [8 empty] | https://documents.cdn.ifixit.com/bPgJOfsOjuspbVZK.pdf | [6 empty] | Easy to install | Versatile | It can be used in static application | [10 empty] | Brand Name |  | Type |  | Size |  | Color |  | Material | Silicone Rubber | Dimensions |  | For Use With | For Aestiva Anesthesia Machine | Inner Diameter | 31.42mm | Outer Diameter | 36.66mm | Hardness | 60 Durometer | Temperature Range: -75° to 450°F | [107 empty] | O-ring | Aestiva Anesthesia Machine O-ring |  | https://dev-services.gehealthcare.in/gehcstorefront/p/1406-3346-000 | https://services.gehealthcare.in/gehcstorefront/p/1406-3346-000 |  |  |  | Ashok | 95.24 | 20 | 1
HCPB11_590 | Siemens Medical Solutions | 10281168 |  | FD RTC V4 | FD RTC V4 For Angiography Machine |  |  | 90 Days |  | Artis zee FA/ceiling/multi-purpose/BA/floor MN |  |  |  |  | https://digitalmedia.shop.siemens-healthineers.com/catalog/products/10281168_1_1280x1280.jpg | [29 empty] | Brand Name |  | Type |  | Size |  | Color |  | Material |  | Dimensions |  | For Use With | For Angiography Machine | [112 empty] | 39.683lb | 1 Piece | FD RTC V4 | Angiography Machine FD RTC V4 |  | https://www.shop.siemens-healthineers.com/en-us/product/A_10281168 | https://bimedis.com/siemens-p-n-10281168-m529979/refurbished | https://directmedimaging.com/part/x-ray/siemens/fd-rtc-v4-10281168/ |  |  | Gagana | 100 | 15 | 0
HCPB11_591 | Siemens Medical Solutions | 10281194 | FL-C PC M460 V6 | Computer | FL-C PC M460 V6 RadFD Computer For X-Ray System |  |  | 90 Days |  | Ysio, Ysio S |  |  |  |  | https://digitalmedia.shop.siemens-healthineers.com/catalog/products/10281194.jpg | [29 empty] | Brand Name |  | Type | RadFD | Size |  | Color |  | Material |  | Dimensions |  | For Use With | For X-Ray System | [112 empty] | 59.524lb | 1 Piece | RadFD Computer | FL-C PC M460 V6 RadFD | X-Ray System RadFD Computer | https://www.shop.siemens-healthineers.com/en-us/product/A_10281194 | https://www.blockimaging.com/parts/10281194-siemens-x-ray-fl-c-pc-m460-radfd-computer | https://directmedimaging.com/part/x-ray/siemens/fl-c-pc-m460-v6-radfd-10281194/ |  |  | Gagana | 100 | 18 | 0
HCPB11_592 | Siemens Medical Solutions | 10304288 |  | Trolley | Monitor Cable Trolley For C-Arm |  |  | 90 Days |  | Arcadis Avantic Gen2/Varic Gen2/Orbic 3D |  |  |  |  | https://digitalmedia.shop.siemens-healthineers.com/catalog/products/10304288.jpg | [29 empty] | Brand Name |  | Type | Monitor Cable | Size |  | Color |  | Material |  | Dimensions |  | For Use With | For C-Arm | [112 empty] | 9.524lb | 1 Piece | Monitor Cable Trolley | C-Arm Monitor Cable Trolley |  | https://www.shop.siemens-healthineers.com/en-us/product/A_10304288 | https://www.blockimaging.com/parts/10304288-siemens-c-arm-monitor-cable-trolley-gen2-new | https://directmedimaging.com/part/x-ray/siemens/monitor-cable-trolley-gen2_new-10304288/ |  |  | Gagana | 87.5 | 14 | 2
HCPB11_593 | Siemens Medical Solutions | 10307466 |  | Strip | Handgrip Strip For X-Ray System |  |  | 90 Days |  | Axiom Luminos RF, Ysio, Luminos Agile/dRF Max |  |  |  |  | https://digitalmedia.shop.siemens-healthineers.com/catalog/products/10307466_1_1280x1280.jpg | [29 empty] | Brand Name |  | Type | Handgrip | Size |  | Color |  | Material |  | Dimensions |  | For Use With | For X-Ray System | [112 empty] | 5.512lb | 1 Piece | Handgrip Strip | X-Ray Machine Handgrip Strip |  | https://www.shop.siemens-healthineers.com/en-us/product/A_10307466 | https://bimedis.com/p-item/x-ray-machine-spare-parts-siemens-p-n-10307466-2169481 | https://directmedimaging.com/part/x-ray/siemens/handgrip-strip-10307466/ |  |  | Gagana | 100 | 16 | 0
HCPB11_594 | Siemens Medical Solutions | 10307723 |  | Set | Vertix Swing Cable Set For X-Ray System |  |  | 90 Days |  | Multix Top, Multix Top Acss/Acss P, Multix Pro Acss P |  |  |  |  | https://digitalmedia.shop.siemens-healthineers.com/catalog/products/10307723.jpg | [29 empty] | Brand Name |  | Type | Vertix Swing Cable | Size |  | Color |  | Material |  | Dimensions |  | For Use With | For X-Ray System | [112 empty] | 0.507lb | 1 Piece | Vertix Swing Cable Set | X-Ray Machine Cable Set |  | https://www.shop.siemens-healthineers.com/en-us/product/A_10307723 | https://bimedis.com/p-item/x-ray-machine-spare-parts-siemens-p-n-10307723-1860065 | https://directmedimaging.com/part/x-ray/siemens/vertix-swing-cable-set-10307723/ |  |  | Gagana | 100 | 16 | 0
HCPB11_595 | Siemens Medical Solutions | 10348371 |  | Assembly | DC/DC 64CH Power Board Assembly For Ultrasound System |  |  | 90 Days |  | X300 Rev 3-4 | [34 empty] | Brand Name |  | Type | DC/DC 64CH Power Board | Size |  | Color |  | Material |  | Dimensions |  | For Use With | For Ultrasound System | [114 empty] | Power Board Assembly | DC/DC 64CH Power Board Assembly |  |  | https://www.novarium.net/vendita/prodotto/?pid=13101601940284 | https://directmedimaging.com/part/ultrasound/siemens/assembly-x300-pe-dc-dc_64ch-10348371/ |  |  | Gagana | 100 | 12 | 0
HCPB11_596 | Siemens Medical Solutions | 10351919 |  | Coil | Extremity Matrix Coil For MRI Scanner |  |  | 90 Days |  | Magnetom Essenza/Essenza Dot |  |  |  |  | https://digitalmedia.shop.siemens-healthineers.com/catalog/products/10351919.jpg | [29 empty] | Brand Name |  | Type | Extremity Matrix | Size |  | Color |  | Material |  | Dimensions |  | For Use With | For MRI Scanner | [112 empty] | 15.432lb | 1 Set | Extremity Matrix Coil | MRI Scanner Matrix Coil |  | https://www.shop.siemens-healthineers.com/en-us/product/A_10351919 | https://www.medicaloutfittersparts.com/shop/10351919-siemens-mri-essenza-extremity-matrix-knee-coil-pn-10351919-27727 | https://directmedimaging.com/part/mri/siemens/extremity-matrix-coil-10351919/ |  |  | Gagana | 100 | 16 | 0
HCPB11_597 | Siemens Medical Solutions | 10352472 |  | Set | Head/Neck Matrix 16 Coil Mirror Holder Set For MRI Scanner |  | Mirror holder for Head / Neck 16-Channel coil - includes Mirror. | 90 Days |  | Magnetom Essenza/Essenza Dot/Aera/Skyra |  |  |  |  | https://digitalmedia.shop.siemens-healthineers.com/catalog/products/10352472_1_1280x1280.jpg | https://digitalmedia.shop.siemens-healthineers.com/catalog/products/10352472_2_1280x1280.jpg | [28 empty] | Brand Name |  | Type | Head/Neck Matrix 16 Coil Mirror Holder | Size |  | Color |  | Material |  | Dimensions |  | For Use With | For MRI Scanner | [112 empty] | 2.474lb | 1 Piece | Mirror Holder Set | Head/Neck Matrix 16 Coil Mirror Holder Set |  | https://www.shop.siemens-healthineers.com/en-us/product/A_10352472 | https://directmedimaging.com/part/mri/siemens/mirror-set-of-head-coil-10352472/ |  |  |  | Gagana | 100 | 17 | 0
HCPB11_598 | Siemens Medical Solutions | 10352739 |  | PCB | ICS Control PCB For MRI Scanner |  |  | 90 Days |  | Magnetom Essenza/Essenza Dot/Sempra |  |  |  |  | https://digitalmedia.shop.siemens-healthineers.com/catalog/products/10352739.jpg | [29 empty] | Brand Name |  | Type | ICS Control | Size |  | Color |  | Material |  | Dimensions |  | For Use With | For MRI Scanner | [112 empty] | 0.639lb | 1 Piece | ICS Control PCB | MRI Scanner ICS Control PCB |  | https://www.shop.siemens-healthineers.com/en-us/product/A_10352739 | https://www.blockimaging.com/parts/10352739-siemens-mri-control-pcb-in-ics | https://directmedimaging.com/part/mri/siemens/control-pcb-in-ics-10352739/ |  |  | Gagana | 100 | 16 | 0
HCPB11_599 | Siemens Medical Solutions | 10359180 | D100 | Board | D100 Master Board For X-Ray System |  |  | 90 Days |  | Multix Top, Multix Top Acss/Acss P, Multix Pro Acss P |  |  |  |  | https://digitalmedia.shop.siemens-healthineers.com/catalog/products/10359180_1_1280x1280.jpg | [29 empty] | Brand Name |  | Type | Master | Size |  | Color |  | Material |  | Dimensions |  | For Use With | For X-Ray System | [112 empty] | 2.546lb | 1 Piece | D100 Master Board | X-Ray System Master Board |  | https://www.shop.siemens-healthineers.com/en-us/product/A_10359180 | https://medparts24.com/x-ray-equipment/233-siemens-board-x-ray-p-n-10359180.html | https://directmedimaging.com/part/x-ray/siemens/d100-master-10359180/ |  |  | Gagana | 100 | 17 | 0
HCPB11_6 | Carestream Health, Inc | 70-04300 |  | Lamp | 24VAC 150W 4500lumen T4 Light Field Lamp |  |  | 30 Days | [6 empty] | https://cdn11.bigcommerce.com/s-6hoi8ta601/images/stencil/1280x1280/products/8924495/2503040/_IN-00S38__19761.1734504350.JPG?c=1 | https://cdn11.bigcommerce.com/s-6hoi8ta601/images/stencil/960w/products/8924495/3330992/_150W_24V_G6.35__45071.1734504350.jpg?c=1 | https://cdn11.bigcommerce.com/s-6hoi8ta601/images/stencil/960w/products/8924495/3330993/_IN-00S38_150W__46969.1734504350.jpg?c=1 | https://cdn11.bigcommerce.com/s-6hoi8ta601/images/stencil/960w/products/8924495/3330994/_IN-00S38_24V__08890.1734504350.jpg?c=1 | [26 empty] | Brand Name |  | Type | Light Field | Size |  | Color |  | Material |  | Dimensions |  | For Use With |  | Voltage Rating | 24VAC | Power Rating | 150W | Base | G6.35, GY6.35, GZ6.35 2-Pin | Color Temperature | 3300 | Lumens | 4500 | Shape | T4 | Life | 50Hr | MOL | 1.75in | [98 empty] | Lamp |  |  |  | https://www.interlightus.com/products/ww-4jjv-4-progeny-70-04300.html |  |  |  | Lakshmi_1 | 85.71 | 18 | 3
HCPB11_60 | Datex-Ohmeda | 1406-8201-000 |  | Assembly | Control Panel Assembly For Aestiva Anesthesia Machine |  | The Control Panel Assembly is a custom designed part for use in anesthesia machine. It provides structural support to the bag arm unit, Adjustable Pressure Limiting (APL) valve, airway pressure gauge, bag-to-ventilator switch toggle, hinge and latch mechanism of breathing system. The assembly is comprised of control panel, micro switch, cable harness, latch body, screw of size M2 x 10, bag arm pin latch, compression pin, toggle and rocket butterfly valve, brass shaft for rocket/toggle, washer, retaining ring, pivot bracket, bearing, roller, sleeve pivot pin, latch shaft assembly, pressure gauge assembly, APL valve knob assembly and other associated support components. | [7 empty] | https://services.gehealthcare.in/medias?context=bWFzdGVyfGltYWdlc3wyMjk3MnxpbWFnZS9qcGVnfGltYWdlcy9oYjEvaDBmLzg3OTYyOTU2MjY3ODIuanBnfDNkZTFkNTNmNGZlZTdhNmY2MjY4ZDUyZTkzMzcxMzRhNGRmZDA0MTYyZTI1OGMyYTM4OWI2MTg5NTkwNmQxMGM | [9 empty] | https://documents.cdn.ifixit.com/bPgJOfsOjuspbVZK.pdf | [6 empty] | Packed service kit control panel assembly | Good chemical and temperature resistance | Low moisture absorption | [10 empty] | Brand Name |  | Type | Control Panel | Size |  | Color |  | Material |  | Dimensions |  | For Use With | For Aestiva Anesthesia Machine | Finish | Glossy | [112 empty] | Control Panel Assembly | Aestiva Anesthesia Machine Control Panel Assembly |  | https://dev-services.gehealthcare.in/gehcstorefront/p/1406-8201-000 | https://services.gehealthcare.in/gehcstorefront/p/1406-8201-000 |  |  |  | Ashok | 100 | 17 | 0
HCPB11_600 | Siemens Medical Solutions | 10398386 |  | Module | Mounted LED Module For Angiography Machine |  |  | 90 Days |  | Multix Top Acss/Acss P, Multix Pro Acss P |  |  |  |  | https://digitalmedia.shop.siemens-healthineers.com/catalog/products/10398386_1_1280x1280.jpg | [29 empty] | Brand Name |  | Type | Mounted LED | Size |  | Color |  | Material |  | Dimensions |  | For Use With | For Angiography Machine | [112 empty] | 1.102lb | 1 Piece | Mounted LED Module | Angiography Machine Mounted LED Module |  | https://www.shop.siemens-healthineers.com/en-us/product/A_10398386 | https://bimedis.com/p-item/angiography-machine-parts-siemens-p-n-10398386-2169681 | https://directmedimaging.com/part/x-ray/siemens/led-module-mounted-10398386/ |  |  | Gagana | 100 | 16 | 0
HCPB11_601 | Siemens Medical Solutions | 10410669 |  | Panel | Touch Panel For X-Ray System |  |  | 90 Days |  | Multix Top, Multix Top Acss/Acss P, Multix Pro Acss P |  |  |  |  | https://digitalmedia.shop.siemens-healthineers.com/catalog/products/10410669_1_1280x1280.jpg | [29 empty] | Brand Name |  | Type | Touch | Size |  | Color |  | Material |  | Dimensions |  | For Use With | For X-Ray System | [112 empty] | 12.5lb | 1 Piece | Touch Panel | X-Ray System Touch Panel |  | https://www.shop.siemens-healthineers.com/en-us/product/A_10410669 | https://directmedimaging.com/part/x-ray/siemens/touch-panel-10410669/ |  |  |  | Gagana | 100 | 15 | 0
HCPB11_602 | Siemens Medical Solutions | 10411436 | FDR4 | Board | FDR4 Board For Angio-Cath Labs |  |  | 90 Days |  | Artis zee FA/ceiling/multi-purpose/BA/floor MN |  |  |  |  | https://digitalmedia.shop.siemens-healthineers.com/catalog/products/10411436_1_1280x1280.jpg | [29 empty] | Brand Name |  | Type |  | Size |  | Color |  | Material |  | Dimensions |  | For Use With | For Angio-Cath Labs | [112 empty] | 1.543lb | 1 Piece | FDR4 Board | Angio-Cath Labs FDR4 Board |  | https://www.shop.siemens-healthineers.com/en-us/product/A_10411436 | https://www.novarium.net/vendita/marca/?cid=C080415639&brand=Siemens&um=Artis%20Zee | https://directmedimaging.com/part/x-ray/siemens/fdr4-10411436/ |  |  | Gagana | 100 | 16 | 0
HCPB11_603 | Siemens Medical Solutions | 10411903 |  | Monitor | Patient Positioning Monitor For Nuclear Gamma Camera |  |  | 90 Days |  | e.cam Gantry Single Head v3.0/Dual Head v3.7 |  |  |  |  | https://www.medspares.com/sites/default/files/styles/product_image/public/product_images/img_0292.jpg?itok=0SLVd5U3 | [29 empty] | Brand Name |  | Type | Patient Positioning | Size |  | Color |  | Material |  | Dimensions |  | For Use With | For Nuclear Gamma Camera | [112 empty] | 11.464lb | 1 Piece | Patient Positioning Monitor | Nuclear Gamma Camera Monitor |  | https://www.shop.siemens-healthineers.com/en-us/product/A_10411903 | https://www.shop.siemens-healthineers.com/en-us/product/A_10411903 | https://directmedimaging.com/part/ct/siemens/ppm-foe-ecam-signature-10411903/ |  |  | Gagana | 100 | 16 | 0
HCPB11_604 | Siemens Medical Solutions | 10413966 |  | Monitor | 19in Eizo LCD Monitor For CT Scanner |  |  | 90 Days |  | e.cam Gantry Single Head v3.0/Dual Head v3.7 |  |  |  |  | https://digitalmedia.shop.siemens-healthineers.com/catalog/products/10413966_1_1280x1280.jpg | [29 empty] | Brand Name |  | Type | Eizo LCD | Size | 19in | Color |  | Material |  | Dimensions |  | For Use With | For CT Scanner | [112 empty] | 18.739lb | 1 Piece | LCD Monitor | Eizo 19 in LCD Monitor | CT Scanner LCD Monitor | https://www.shop.siemens-healthineers.com/en-us/product/A_10413966 | https://in.bimedis.com/siemens-p-n-10413966-m564163/refurbished | https://directmedimaging.com/part/na/siemens/eizo-19-lcd-monitor-10413966/ |  |  | Gagana | 100 | 18 | 0
HCPB11_605 | Siemens Medical Solutions | 10430756 |  | Battery Pack | Battery Pack For Type GXT3 UPS, CT Scanner |  |  | 90 Days |  | Somatom Definition/Definition AS/Edge Pluse/Definition Flash |  |  |  |  | https://digitalmedia.shop.siemens-healthineers.com/catalog/products/10430756_1_1280x1280.jpg | https://digitalmedia.shop.siemens-healthineers.com/catalog/products/10430756_2_1280x1280.jpg | https://digitalmedia.shop.siemens-healthineers.com/catalog/products/10430756_3_1280x1280.jpg | [27 empty] | Brand Name |  | Type |  | Size |  | Color |  | Material |  | Dimensions |  | For Use With | For Type GXT3 UPS, CT Scanner | [112 empty] | 92.593lb | 1 Piece | Battery Pack | GXT3 UPS Battery Pack |  | https://www.shop.siemens-healthineers.com/en-us/product/A_10430756 | https://directmedimaging.com/part/ct/siemens/battery-packafor-ups-10430756/ |  |  |  | Gagana | 100 | 16 | 0
HCPB11_606 | Siemens Medical Solutions | 10430933 |  | Footswitch | X-Ray Footswitch For CT Scanner |  |  | 90 Days |  | Somatom Definition AS, Biograph mCT-S40 3R/S64 3R/S40 4R/S64 4R |  |  |  |  | https://digitalmedia.shop.siemens-healthineers.com/catalog/products/10430933_1_1280x1280.jpg | [29 empty] | Brand Name |  | Type | X-Ray | Size |  | Color |  | Material |  | Dimensions |  | For Use With | For CT Scanner | [112 empty] | 4.722lb | 1 Piece | X-Ray Footswitch | CT Scanner Footswitch |  | https://www.shop.siemens-healthineers.com/en-us/product/A_10430933 | https://bimedis.com/p-item/ct-scanner-parts-siemens-p-n-10430933-2153298 | https://directmedimaging.com/part/ct/siemens/footswitch_-x-ray-10430933/ |  |  | Gagana | 100 | 16 | 0
HCPB11_607 | Siemens Medical Solutions | 10431922 | IRSmx3-PSM | Module | IRSmx3-PSM Module For CT Scanner |  |  | 90 Days |  | Somatom Definition AS, Biograph mCT-S40 3R/S64 3R/S40 4R/S64 4R |  |  |  |  | https://digitalmedia.shop.siemens-healthineers.com/catalog/products/10431922.jpg | [29 empty] | Brand Name |  | Type |  | Size |  | Color |  | Material |  | Dimensions |  | For Use With | For CT Scanner | [112 empty] | 3.902lb | 1 Piece | IRSMX3-PSM Module | CT Scanner IRSMX3-PSM Module |  | https://www.shop.siemens-healthineers.com/en-us/product/A_10431922 | https://directmedimaging.com/part/ct/siemens/irsmx3-psm-10431922/ |  |  |  | Gagana | 100 | 15 | 0
HCPB11_608 | Siemens Medical Solutions | 10432942 | IF-RCCS | Board | IF-RCCS Board For MRI Scanner |  |  | 90 Days |  | Magnetom Aera/Skyra/Avanto fit/Skyra fit |  |  |  |  | https://digitalmedia.shop.siemens-healthineers.com/catalog/products/10432942.jpg | [29 empty] | Brand Name |  | Type |  | Size |  | Color |  | Material |  | Dimensions |  | For Use With | For MRI Scanner | [112 empty] | 7.54lb | 1 Piece | IF-RCCS Board | MRI Scanner Board |  | https://www.shop.siemens-healthineers.com/en-us/product/A_10432942 | https://www.novarium.net/vendita/prodotto/?pid=18121001826008 | https://directmedimaging.com/part/mri/siemens/if-rccs-10432942/ |  |  | Gagana | 100 | 16 | 0
HCPB11_609 | Siemens Medical Solutions | 10432999 | IF RX32 D29 | PCB | IF RX32 D29 PCB For MRI Scanner |  |  | 90 Days |  | Magnetom Aera/Skyra/Avanto fit/Skyra fit |  |  |  |  | https://digitalmedia.shop.siemens-healthineers.com/catalog/products/10432999.jpg | [29 empty] | Brand Name |  | Type |  | Size |  | Color |  | Material |  | Dimensions |  | For Use With | For MRI Scanner | [112 empty] | 3.086lb | 1 Piece | IF RX32 D29 PCB | MRI Scanner PCB |  | https://www.shop.siemens-healthineers.com/en-us/product/A_10432999 | https://www.ebay.com/itm/326416580257 | https://directmedimaging.com/part/mri/siemens/if_rx32-d29-10432999/ |  |  | Gagana | 100 | 16 | 0
HCPB11_61 | Datex-Ohmeda | 1407-3100-000 |  | Circuit | Manifold Circuit For Aestiva Anesthesia Machine | [9 empty] | https://services.gehealthcare.in/medias?context=bWFzdGVyfGltYWdlc3w0MjU4NXxpbWFnZS9qcGVnfGltYWdlcy9oMDgvaDJlLzg3OTk1MTAzOTY5NTguanBnfGQ4ZTExM2I1NGYwMTY1YjBiYWM0NmIxZjM4NzU5MmRhZTdhMGExNWVlYmEwODMyYzAxOTA5NjFkZmU4NjNmNjg | [9 empty] | https://documents.cdn.ifixit.com/H2oeETtJ6flBT1fI.pdf | [19 empty] | Brand Name |  | Type | Manifold | Size |  | Color |  | Material |  | Dimensions |  | For Use With | For Aestiva Anesthesia Machine | [114 empty] | Manifold Circuit | Anesthesia Machine Manifold Circuit |  | https://services.gehealthcare.in/gehcstorefront/p/1407-3100-000 |  |  |  |  | Ashok | 100 | 11 | 0
HCPB11_610 | Siemens Medical Solutions | 10433122 |  | Controller | Controller For MRI Scanner |  |  | 90 Days |  | Magnetom Aera/Skyra/Avanto fit/Skyra fit |  |  |  |  | https://digitalmedia.shop.siemens-healthineers.com/catalog/products/10433122_1_1280x1280.jpg | [29 empty] | Brand Name |  | Type |  | Size |  | Color |  | Material |  | Dimensions |  | For Use With | For MRI Scanner | [112 empty] | 1.058lb | 1 Piece | Controller | MRI Scanner Controller |  | https://www.shop.siemens-healthineers.com/en-us/product/A_10433122 | https://www.dotmed.com/listing/mri-scanner/siemens/magnetom-aera/10433122/3154419 | https://directmedimaging.com/part/mri/siemens/controller-10433122/ |  |  | Gagana | 100 | 15 | 0
HCPB11_611 | Siemens Medical Solutions | 10433216 |  | Power Supply | 230V 1200W 60/22V AC-DC Power Supply For MRI Scanner |  |  | 90 Days |  | Magnetom Aera/Skyra/Avanto fit/Skyra fit |  |  |  |  | https://digitalmedia.shop.siemens-healthineers.com/catalog/products/10433216.jpg | [29 empty] | Brand Name |  | Type | AC-DC | Size |  | Color |  | Material |  | Dimensions |  | For Use With | For MRI Scanner | Input Voltage | 230V | Input Power | 1200W | Output Voltage | 60/22V | [106 empty] | 7.496lb | 1 Piece | Power Supply | AC-DC Power Supply | MRI Scanner Power Supply | https://www.shop.siemens-healthineers.com/en-us/product/A_10433216 | https://bimedis.com/p-item/mri-parts-siemens-p-n-10433216-2156105 | https://directmedimaging.com/part/mri/siemens/ac-dc-in230v-1200w-out-60-22v-10433216/ |  |  | Gagana | 100 | 20 | 0
HCPB11_612 | Siemens Medical Solutions | 10435338 | VI/F2 RM200 | Board | VI/F2 RM200 Video Interface Board For Ultrasound System |  |  | 90 Days |  | Antares, S2000 |  |  |  |  | https://i.ebayimg.com/images/g/P4IAAOSwoWVgkXhV/s-l1600.webp | https://i.ebayimg.com/images/g/DmoAAOSwnMVgkXhb/s-l1600.webp | [28 empty] | Brand Name |  | Type | Video Interface | Size |  | Color |  | Material |  | Dimensions |  | For Use With | For Ultrasound System | [114 empty] | Video Interface Board | VI/F2 RM200 Video Interface Board | Ultrasound Video Interface Board |  | https://www.novarium.net/vendita/prodotto/?pid=01480168 | https://www.ebay.com/itm/254966861095 | https://directmedimaging.com/part/ultrasound/siemens/pwa-s2000-rm200-vid-interf-vi-f2-10435338/ |  | Gagana | 100 | 17 | 0
HCPB11_613 | Siemens Medical Solutions | 10436113 | Z6Ms | Transducer | Z6Ms Transducer For Ultrasound System |  | Matrix array transducer with active electronics enables True Volume 4D transesophageal imaging for every heartbeat. | 90 Days |  | Acuson SC2000 |  |  |  |  | https://digitalmedia.shop.siemens-healthineers.com/catalog/products/10436113_1_1280x1280.jpg | [29 empty] | Brand Name |  | Type |  | Size |  | Color |  | Material |  | Dimensions |  | For Use With | For Ultrasound System | [112 empty] | 13.448lb | 1 Piece | Z6Ms Transducer | Z6Ms Probe | Ultrasound Z6Ms Probe | https://www.shop.siemens-healthineers.com/en-us/product/A_10436113 | https://directmedimaging.com/part/ultrasound/siemens/z6ms-transducer-10436113/ |  |  |  | Gagana | 100 | 17 | 0
HCPB11_614 | Siemens Medical Solutions | 10436239 |  | Power Supply | Mod 3 (PSM3) Power Supply For Ultrasound System |  |  | 90 Days |  | Acuson SC2000 |  |  |  |  | https://digitalmedia.shop.siemens-healthineers.com/catalog/products/10436239.jpg | [29 empty] | Brand Name |  | Type | Mod 3 (PSM3) | Size |  | Color |  | Material |  | Dimensions |  | For Use With | For Ultrasound System | [112 empty] | 0.284lb | 1 Piece | Mod 3 Power Supply | PSM3 Power Supply | Ultrasound Power Supply | https://www.shop.siemens-healthineers.com/en-us/product/A_10436239 | https://www.probomedical.com/shop/siemens/siemens-10436239-ultrasound-parts/ | https://directmedimaging.com/part/ultrasound/siemens/power-supply-mod-3-psm3-sc2000-10436239/ |  |  | Gagana | 100 | 17 | 0
HCPB11_615 | Siemens Medical Solutions | 10496453 |  | Set | Sentinelle Brest Coil Cushion Set For MRI Scanner |  | Set of 8 cushions, pads and wedges for comfortable positioning of patients during examination with the SENTINELL MR Kit. | 90 Days |  | Magnetom Avanto/Espree/Trio A Tim/Verio |  |  |  |  | https://digitalmedia.shop.siemens-healthineers.com/catalog/products/10496453_1_1280x1280.jpg | [29 empty] | Brand Name |  | Type | Sentinelle Brest Coil Cushion | Size |  | Color |  | Material |  | Dimensions |  | For Use With | For MRI Scanner | [112 empty] | 24.251lb | 1 Piece | Brest Coil Cushion Set | Sentinelle Breast Coil Cushion Set | MRI Scanner Cushion Set | https://www.shop.siemens-healthineers.com/en-us/product/A_10496453 | https://lbnmedical.com/part/sentinelle-breast-coil-pad-set-10496453/ | https://directmedimaging.com/part/mri/siemens/breast-cushion-set-sen-10496453/ |  |  | Gagana | 100 | 18 | 0
HCPB11_616 | Siemens Medical Solutions | 10496467 | D487 | System Part | D487 Direct Plug System Part For MRI Scanner |  |  | 90 Days |  | Magnetom Aera/Skyra/Spectra/Amira |  |  |  |  | https://digitalmedia.shop.siemens-healthineers.com/catalog/products/10496467.jpg | [29 empty] | Brand Name |  | Type | Direct Plug | Size |  | Color |  | Material |  | Dimensions |  | For Use With | For MRI Scanner | [112 empty] | 0.132lb | 1 Piece | D487 Direct Plug System Part | MRI Scanner Direct Plug System Part |  | https://www.shop.siemens-healthineers.com/en-us/product/A_10496467 | https://www.novarium.net/vendita/marca/?cid=C080415639&brand=Siemens&categ=C080415640 | https://directmedimaging.com/part/mri/siemens/direct-plug-system-part-d487-10496467/ |  |  | Gagana | 100 | 17 | 0
HCPB11_617 | Siemens Medical Solutions | 10496715 |  | Set | 3T Table Plug-in Housing Set For MRI Scanner |  |  | 90 Days |  | Magnetom Skyra/Spectra/Prisma/Vida |  |  |  |  | https://digitalmedia.shop.siemens-healthineers.com/catalog/products/10496715.jpg | [29 empty] | Brand Name |  | Type | 3T Table Plug-in Housing | Size |  | Color |  | Material |  | Dimensions |  | For Use With | For MRI Scanner | [112 empty] | 0.683lb | 1 Piece | 3T Table Plug-in Housing Set | MRI Scanner 3T Table Plug-in Housing Set |  | https://www.shop.siemens-healthineers.com/en-us/product/A_10496715 | https://prompt.parts/product/product-10496715-table-plug-in-housing-set-3t/ | https://directmedimaging.com/part/mri/siemens/table-plug-in-housing-set-3t-10496715/ |  |  | Gagana | 87.5 | 14 | 2
HCPB11_618 | Siemens Medical Solutions | 10498300 |  | Tower | 10B IRS Tower For CT Scanner |  |  | 90 Days |  | Somatom Spirit/Spirit Power/Emotion 6/Emotion 16 |  |  |  |  | https://digitalmedia.shop.siemens-healthineers.com/catalog/products/10498300.jpg | [29 empty] | Brand Name |  | Type | 10B IRS | Size |  | Color |  | Material |  | Dimensions |  | For Use With | For CT Scanner | [112 empty] | 61.729lb | 1 Piece | 10B IRS Tower | CT Scanner IRS Tower |  | https://www.shop.siemens-healthineers.com/en-us/product/A_10498300 | https://www.blockimaging.com/parts/10498300-siemens-ct-irs-tower-10b | https://directmedimaging.com/part/ct/siemens/irs-tower-10b-10498300/ |  |  | Gagana | 93.75 | 15 | 1
HCPB11_619 | Siemens Medical Solutions | 10500140 |  | Cushion | 14 Channel Tx/Rx Coil Support Cushion For MRI Scanner |  | Positioning aid for knee examination. | 90 Days |  | Magnetom Essenza/Skyra/Spectra/Prisma/Vida |  |  |  |  | https://digitalmedia.shop.siemens-healthineers.com/catalog/products/10500140_1_1280x1280.jpg | [29 empty] | Brand Name |  | Type | 14 Channel Tx/Rx Coil Support | Size |  | Color |  | Material |  | Dimensions |  | For Use With | For MRI Scanner | [112 empty] | 2.319lb | 1 Piece | Support Cushion | 14 Channel Tx/Rx Coil Support Cushion | MRI Scanner Support Cushion | https://www.shop.siemens-healthineers.com/en-us/product/A_10500140 | https://scandinavian-medical.com/parts/10500140-siemens-14ch-trxr-coil-support-cushion/ | https://directmedimaging.com/part/mri/siemens/14ch-txrx-coil-support-cushion-10500140/ |  |  | Gagana | 100 | 18 | 0
HCPB11_62 | Datex-Ohmeda | 1503-3056-000 |  | O-ring | 9.25 ID x 12.80mm OD EPR MPOS O-ring For Aestiva Anesthesia Machine |  | An O-ring is the most common type of seal used in a wide range of static or dynamic applications. O-rings are seated in a groove and compressed between two or more parts thereby creating a seal at the interface. They are generally made of rubber due to which it returns to its original shape on compression. This O-ring made of Ethylene-Propylene Diene Monomer (EPDM) is an excellent seal because of its useful physical, chemical and mechanical properties. These O-rings are suitable for use with hydraulic fluid, as well as steam, water, silicone oils, brake fluids and alcohols. O-rings with 80 durometer offers the best combination of properties for most of the applications. These O-rings are not recommended for oils and solvents. | [7 empty] | https://services.gehealthcare.in/medias/1503-3056-000-1-.JPG?context=bWFzdGVyfGltYWdlc3w0NDI3MHxpbWFnZS9qcGVnfGFXMWhaMlZ6TDJnNU15OW9OVE12T0RneU5EZzNNREEzTmpRME5pNXFjR2N8Njk3ZTAwOTA5YTRhNjNhMDYwNjQzY2Y1YTc3MDk1OGU0YTY5N2U5YWIzYTk0N2IyNWQwZjFlYmZjMzlmYmRlMQ | https://services.gehealthcare.in/medias/1503-3056-000-2-.JPG?context=bWFzdGVyfGltYWdlc3w1NTE0NHxpbWFnZS9qcGVnfGFXMWhaMlZ6TDJnMk1TOW9PVGN2T0RneU5EZzNOVGd4TURnME5pNXFjR2N8ZWYzYzg4OTMxNDY3Y2UyZjNhNDM1MWJlODliYzUyN2M2NTg0ZDU1MTQ5NTZhNDcwYTE5OTVkYTM4MTg0ZWMzMA | [8 empty] | https://documents.cdn.ifixit.com/H2oeETtJ6flBT1fI.pdf | [6 empty] | Good wear resistance | Good compression set resistance | Moderate short-term resilience | Good permeation resistance | Product Overview | [8 empty] | Brand Name |  | Type | MPOS | Size |  | Color |  | Material | EPR | Dimensions |  | For Use With | For Aestiva, Avance, Aespire Anesthesia Machine | Inner Diameter | 9.25mm | Outer Diameter | 12.80mm | Hardness | 80 Durometer | [108 empty] | O-ring | Aestiva Anesthesia Machine O-ring |  | https://dev-services.gehealthcare.in/gehcstorefront/p/1503-3056-000 | https://services.gehealthcare.in/gehcstorefront/p/1503-3056-000 |  |  |  | Ashok | 95.65 | 22 | 1
HCPB11_620 | Siemens Medical Solutions | 10501938 |  | Shield | Lower Body Swiveable X-Ray Shield For MRI Scanner |  | KENEX swiveable X-ray shield for lower body, can be easily mounted on the patient table. | 90 Days |  | Artis zee FA/ceiling/multi-purpose/BA/floor MN |  |  |  |  | https://digitalmedia.shop.siemens-healthineers.com/catalog/products/10501938_1_1280x1280.jpg | [29 empty] | Brand Name |  | Type | Lower Body Swiveable X-Ray | Size |  | Color |  | Material |  | Dimensions |  | For Use With | For MRI Scanner | [112 empty] | 25.353lb | 1 Piece | KENEX X-Ray Shield | Lower Body Swiveable X-Ray Shield | MRI Scanner X-Ray Shield | https://www.shop.siemens-healthineers.com/en-us/product/A_10501938 | https://bimedis.com/p-item/mri-machine-parts-siemens-p-n-10500140-2156433 | https://directmedimaging.com/part/x-ray/siemens/lbr-swiveable-element-10501938/ |  |  | Gagana | 100 | 18 | 0
HCPB11_621 | Siemens Medical Solutions | 10502020 |  | Module | V3 Module For C-Arm |  |  | 90 Days |  | Artis zee FA/ceiling/multi-purpose/BA/floor MN |  |  |  |  | https://digitalmedia.shop.siemens-healthineers.com/catalog/products/10502020.jpg | [29 empty] | Brand Name |  | Type | V3 | Size |  | Color |  | Material |  | Dimensions |  | For Use With | For C-Arm | [112 empty] | 3.232lb | 1 Piece | V3 Stand Control Module | C-Arm V3 Stand Control Module |  | https://www.shop.siemens-healthineers.com/en-us/product/A_10502020 | https://www.novarium.net/vendita/prodotto/?pid=20031201609298 | https://directmedimaging.com/part/x-ray/siemens/scm-v3-10502020/ |  |  | Gagana | 87.5 | 14 | 2
HCPB11_622 | Siemens Medical Solutions | 10502136 |  | Unit | V3 Collimator Control Module Unit For Angiography Machine |  |  | 90 Days |  | Artis zee FA/ceiling/multi-purpose/BA/floor MN |  |  |  |  | https://digitalmedia.shop.siemens-healthineers.com/catalog/products/10502136_1_1280x1280.jpg | [29 empty] | Brand Name |  | Type | V3 Collimator Control Module | Size |  | Color |  | Material |  | Dimensions |  | For Use With | For Angiography Machine | [112 empty] | 3.968lb | 1 Piece | V3 Collimator Control Module Unit | Angio Cath Lab CCM-Uni V3 |  | https://www.shop.siemens-healthineers.com/en-us/product/A_10502136 | https://www.dotmed.com/listing/cath-lab/siemens/artis-zee/10502136/4997558 | https://directmedimaging.com/part/x-ray/siemens/ccm-uni-v3-10502136/ |  |  | Gagana | 100 | 16 | 0
HCPB11_623 | Siemens Medical Solutions | 10502137 |  | Console | V3 J Examine Control Console For Cath Lab/Angio System |  |  | 90 Days |  | Artis zee FA/ceiling/multi-purpose/BA/floor MN |  |  |  |  | https://digitalmedia.shop.siemens-healthineers.com/catalog/products/10502137_1_1280x1280.jpg | [29 empty] | Brand Name |  | Type | V3 J Examine Control | Size |  | Color |  | Material |  | Dimensions |  | For Use With | For Cath Lab/Angio System | [112 empty] | 4.056lb | 1 Piece | V3 J Examine Control Console | Angio Cath Lab ECC-J V3 |  | https://www.shop.siemens-healthineers.com/en-us/product/A_10502137 | https://shop.m-e-d.at/products/mp-0005833-siemens-examine-control-console-10502137 | https://directmedimaging.com/part/x-ray/siemens/ecc-j-v3-10502137/ |  |  | Gagana | 100 | 16 | 0
HCPB11_624 | Siemens Medical Solutions | 10502234 | FL-C V6.2 | Disk | FL-C V6.2 Hard Disk For Urology |  |  | 90 Days |  | Multix Top, Multix Top Acss/Acss P, Multix Pro Acss P |  |  |  |  | https://digitalmedia.shop.siemens-healthineers.com/catalog/products/10502234.jpg | [29 empty] | Brand Name |  | Type | Hard | Size |  | Color |  | Material |  | Dimensions |  | For Use With | For Urology | [112 empty] | 2.072lb | 1 Piece | Hard Disk | FL-C V6.2 Hard Disk | Urology Hard Disk | https://www.shop.siemens-healthineers.com/en-us/product/A_10502234 | https://prompt.parts/product/product-10502234-fl-c-hard-disk-v6-2/ | https://directmedimaging.com/part/x-ray/siemens/fl-c-hard-disk-v6-2-10502234/ |  |  | Gagana | 100 | 18 | 0
HCPB11_625 | Siemens Medical Solutions | 10502457 |  | Handswitch | Ral 9003 Manual Exposure Release Handswitch For Angiography Machine |  |  | 90 Days |  | Artis Q floor/ceiling/biplane/zeego |  |  |  |  | https://digitalmedia.shop.siemens-healthineers.com/catalog/products/10502457_1_1280x1280.jpg | [29 empty] | Brand Name |  | Type | Manual Exposure Release | Size |  | Color | Ral 9003 | Material |  | Dimensions |  | For Use With | For Angiography Machine | [112 empty] | 1.94lb | 1 Piece | Manual Exposure Release | Cardiac-Vascular Handswitch |  | https://www.shop.siemens-healthineers.com/en-us/product/A_10502457 | https://www.dotmed.com/listing/ultrasound-cardiac-vascular/siemens/artis-zeego/10502457/4487991 | https://directmedimaging.com/part/x-ray/siemens/manual-exposure-release-ral-9003-10502457/ |  |  | Gagana | 100 | 17 | 0
HCPB11_626 | Siemens Medical Solutions | 10513415 |  | Assembly | D41-Modulator Assembly For MRI Scanner |  |  | 90 Days |  | Magnetom Verio/Verio Dot/Aera/Skyra, Biograph mMR |  |  |  |  | https://digitalmedia.shop.siemens-healthineers.com/catalog/products/10513415_1_1280x1280.jpg | [29 empty] | Brand Name |  | Type | D41-Modulator | Size |  | Color |  | Material |  | Dimensions |  | For Use With | For MRI Scanner | [112 empty] | 2.425lb | 1 Piece | D41-Modulator Assembly | MRI Scanner Modulator Assembly |  | https://www.shop.siemens-healthineers.com/en-us/product/A_10513415 | https://www.dotmed.com/listing/mri-scanner/siemens/various/10513415/3445062 | https://directmedimaging.com/part/mri/siemens/d41-modulator-assembly-10513415/ |  |  | Gagana | 100 | 16 | 0
HCPB11_627 | Siemens Medical Solutions | 10513551 |  | Service Part | INV-HV Xynergy Service Part For CT Scanner |  |  | 90 Days |  | Somatom Force |  |  |  |  | https://digitalmedia.shop.siemens-healthineers.com/catalog/products/10513551.jpg | [29 empty] | Brand Name |  | Type | INV-HV Xynergy | Size |  | Color |  | Material |  | Dimensions |  | For Use With | For CT Scanner | [112 empty] | 66.138lb | 1 Piece | INV-HV Xynergy Service Part | CT INV-HV Xynergy Service Part |  | https://www.shop.siemens-healthineers.com/en-us/product/A_10513551 | https://directmedimaging.com/part/ct/siemens/service-part-inv-hv-xynergy-10513551/ |  |  |  | Gagana | 100 | 15 | 0
HCPB11_628 | Siemens Medical Solutions | 10520173 |  | Converter | Analog To DVI-D Converter For Cath Lab/Angio System |  |  | 90 Days |  | Artis zee FA/ceiling/multi-purpose/BA/floor MN |  |  |  |  | https://digitalmedia.shop.siemens-healthineers.com/catalog/products/10520173_1_1280x1280.jpg | [29 empty] | Brand Name |  | Type | Analog To DVI-D | Size |  | Color |  | Material |  | Dimensions |  | For Use With | For Cath Lab/Angio System | [112 empty] | 3.461lb | 1 Piece | Analog to DVI-D Converter | Cath/Angio Lab Converter |  | https://www.shop.siemens-healthineers.com/en-us/product/A_10520173 | https://www.dotmed.com/listing/cath-angio-lab/siemens/artis-q-artis-qzen-artis-zee/10520173/4812326 | https://directmedimaging.com/part/x-ray/siemens/converter-analog-to-dvi-d-d-10520173/ |  |  | Gagana | 100 | 16 | 0
HCPB11_629 | Siemens Medical Solutions | 10545923 | XW4600/Z400 | Fan | XW4600/Z400 92 x 25mm 12V Fan For MRI Scanner |  |  | 90 Days |  | Magnetom Symphony Syngo MR/Avanto/Espree/Verio | [34 empty] | Brand Name |  | Type |  | Size |  | Color |  | Material |  | Dimensions | 92 x 25mm | For Use With | For MRI Scanner | Voltage Rating | 12V | [110 empty] | 2.646lb | 1 Piece | xw4600/z400 Fan | MRI Scanner xw4600/z400 Fan |  | https://www.shop.siemens-healthineers.com/en-us/product/A_10545923 | https://directmedimaging.com/part/mri/siemens/fan-12v-92x25mm-xw4600-z400-10545923/ |  |  |  | Gagana | 87.5 | 14 | 2
HCPB11_63 | Datex-Ohmeda | 1503-7014-000 |  | Sub Assembly | 12VDC Enhanced Serial Interface Board Sub Assembly For Aespire 7900 Anesthesia Machine |  | The Enhanced Serial Interface Board (ESIB) Sub Assembly 7900 Calibrated is an interface board for the Aespire 7900 ventilator. The ESIB serves as the link between the flow transducers, patient airway pressure transducer, manifold pressure transducer, oxygen sensor, drive pressure limit switch and the ventilator CPU board. The ESIB also passes through various switch positions to the ventilator CPU board. It provides an interface for the ACGO switch, the Bag/Vent switch, the canister release switch, control panel cover switch (ABS On/Off), CO₂ bypass switch and breathing circuit ID switches. AII the switch signals are filtered for Electromagnetic Interference (EMI) and from Electrostatic Discharge (ESD). The pressure transducers for measuring differential pressure are located on the ESIB. These are being used in UL Voluson P8, ARC Aespire View, MS CARESCAPE™ Monitor B850, ARC Aestiva 7100, ARC Engstrom Carestation, ARC Airway Gas Module, MS Dash™ 4000, ARC Aestiva 3000, MS PDM, Anesthesia Service Parts, MS TUFFSAT Oximeter, ARC Testing Service, MS CIC Pro, ARC Aestiva MRI, NM Xeleris WS 2.0, ARC Aisys, Aestiva 7900, Aestiva MRI, ARC Light Monitor and ARC Aespire 7900. | [7 empty] | https://services.gehealthcare.in/medias/?context=bWFzdGVyfGltYWdlc3w5NjU0MnxpbWFnZS9qcGVnfGFXMWhaMlZ6TDJnMVpTOW9ORGt2T0RneU1EY3dPVEE1TnpVd01pNXFjR2N8ZDY0MTIyZjNjMTRiZDVjNmFjYjA1NmE1MWQ4YzhkYjFhZDE2YTU5YmUzYzA0MzlmMGRjNDZiZTIyN2E3ZDkzZQ | https://services.gehealthcare.in/medias/?context=bWFzdGVyfGltYWdlc3w4NzgzN3xpbWFnZS9qcGVnfGFXMWhaMlZ6TDJneE9DOW9aR1V2T0RneU1EY3lNVFF4T0RJM01DNXFjR2N8NzU4MDlmYjg4N2ZmNDdkODgzMjEwYmVjMTVhNDdkMzc5OTc5NDhkYmIwMTQ0ODUxMmUyNzEyNTBhYmM2ODk1ZA | https://services.gehealthcare.in/medias/1503-7014-000-SIB-SUBASSY-ENHANCED-7900-CALIBRATED-1-.jpg?context=bWFzdGVyfHJvb3R8NTE2MTR8aW1hZ2UvanBlZ3xhREJtTDJoak5TODVNak0zT1RNek9ERTNPRGcyTHpFMU1ETXROekF4TkMwd01EQWdVMGxDSUZOVlFrRlRVMWtnUlU1SVFVNURSVVFnTnprd01DQkRRVXhKUWxKQlZFVkVLU0FvTVNrdWFuQm58MjFiZmYxZmQyMWZjOWQ2NjBiZTZhMmE0YzRiZTkwNWZlNDc2ZmQxYmI1ODkzN2ZmNmMzNzdiNmYxZjgyNTU5YQ | [7 empty] | https://documents.cdn.ifixit.com/6BclnDr5KjXAcOel.pdf | [6 empty] | RoHS compliant | [12 empty] | Brand Name |  | Type | Enhanced Serial Interface Board | Size |  | Color |  | Material |  | Dimensions |  | For Use With | For Aespire 7900 Anesthesia Machine | Voltage | 12VDC | [112 empty] | Interface Board Sub Assembly | Enhanced Serial Interface Board Sub Assembly | Enhanced Serial Interface Board Sub Assembly | https://dev-services.gehealthcare.in/gehcstorefront/p/1503-7014-000 | https://services.gehealthcare.in/gehcstorefront/p/1503-7014-000 |  |  |  | Ashok | 94.44 | 17 | 1
HCPB11_630 | Siemens Medical Solutions | 10546834 |  | Power Supply | 100-240V 24V 20A 480W AC-DC Power Supply For X-Ray System |  |  | 90 Days |  | Axiom Luminos dRF, Ysio, Luminos Agile/dRF Max |  |  |  |  | https://digitalmedia.shop.siemens-healthineers.com/catalog/products/10546834_1_1280x1280.jpg | [29 empty] | Brand Name |  | Type | AC-DC | Size |  | Color |  | Material |  | Dimensions |  | For Use With | For X-Ray System | Input Voltage | 100-240V | Output Voltage | 24V | Output Current | 20A | Output Power | 480W | [104 empty] | 3.616lb | 1 Piece | AC-DC Power Supply | X-Ray System AC-DC Power Supply |  | https://www.shop.siemens-healthineers.com/en-us/product/A_10546834 | https://www.novarium.net/vendita/marca/?cid=C080415639&brand=Siemens&um=Ysio | https://directmedimaging.com/part/x-ray/siemens/ac-dc-in100-240v-out24v-20a-480w-10546834/ |  |  | Gagana | 95 | 19 | 1
HCPB11_631 | Siemens Medical Solutions | 10568825 |  | Pad | Filter Pad For MRI Scanner |  |  | 90 Days |  | Magnetom Essenza/Aera/Skyra/Spectra/Prisma | [34 empty] | Brand Name |  | Type | Filter | Size |  | Color |  | Material |  | Dimensions |  | For Use With | For MRI Scanner | [112 empty] | 0.143lb | 1 Piece | Filter Pad | MRI Scanner Filter Pad |  | https://www.shop.siemens-healthineers.com/en-us/product/A_10568825 | https://directmedimaging.com/part/mri/siemens/filter-pad-10568825/ |  |  |  | Gagana | 100 | 14 | 0
HCPB11_632 | Siemens Medical Solutions | 10569111 | D611 | Spare Part | D611 FIL/RAC Spare Part For X-Ray System |  |  | 90 Days |  | Artiste MV, Axiom Luminos dRF, Uroskop Omnia |  |  |  |  | https://digitalmedia.shop.siemens-healthineers.com/catalog/products/10569111_1_1280x1280.jpg | [29 empty] | Brand Name |  | Type | FIL/RAC | Size |  | Color |  | Material |  | Dimensions |  | For Use With | For X-Ray System | [112 empty] | 1.808lb | 1 Piece | D611 FIL/RAC Spare Part | X-Ray System Spare Part |  | https://www.shop.siemens-healthineers.com/en-us/product/A_10569111 | http://www.novarium.net/vendita/prodotto/?pid=21041402263079 | https://directmedimaging.com/part/x-ray/siemens/spare-part-d611-fil-rac-10569111/ |  |  | Gagana | 100 | 17 | 0
HCPB11_633 | Siemens Medical Solutions | 10569640 |  | Switch | Classic DR Exposure CRM Switch For Rad/Fluoro Room |  |  | 90 Days |  | Multix Top/Acss/Acss P, Multix Pro Acess P |  |  |  |  | https://digitalmedia.shop.siemens-healthineers.com/catalog/products/10569640_1_1280x1280.jpg | [29 empty] | Brand Name |  | Type | Classic DR Exposure CRM | Size |  | Color |  | Material |  | Dimensions |  | For Use With | For Rad/Fluoro Room | [112 empty] | 4.149lb | 1 Piece | CRM in Classic DR | Remote Console/Exposure Switch |  | https://www.shop.siemens-healthineers.com/en-us/product/A_10569640 | https://www.dotmed.com/listing/remote-r-f-room/siemens/polydoros/10569640/3747952 | https://directmedimaging.com/part/x-ray/siemens/crm-in-classic-dr-10569640/ |  |  | Gagana | 100 | 16 | 0
HCPB11_634 | Siemens Medical Solutions | 10589553 |  | Display | Graphical Display For CT Scanner |  |  | 90 Days |  | Somatom Definition AS, Biograph mCT-S40 3R/S64 3R/S40 4R/S64 4R |  |  |  |  | https://digitalmedia.shop.siemens-healthineers.com/catalog/products/10589553_1_1280x1280.jpg | [29 empty] | Brand Name |  | Type | Graphical | Size |  | Color |  | Material |  | Dimensions |  | For Use With | For CT Scanner | [112 empty] | 6.459lb | 1 Piece | Graphical Display | CT Scanner Graphical Display |  | https://www.shop.siemens-healthineers.com/en-us/product/A_10589553 | https://directmedimaging.com/part/ct/siemens/graphical-display-10589553/ |  |  |  | Gagana | 100 | 15 | 0
HCPB11_635 | Siemens Medical Solutions | 10589697 |  | Kit | Power Brush (SAF-MCI Slip Ring) Tip Kit For CT Scanner |  |  | 90 Days |  | Somatom Definition AS, Biograph mCT-S40 3R/S64 3R/S40 4R/S64 4R |  |  |  |  | https://digitalmedia.shop.siemens-healthineers.com/catalog/products/10589697_1_1280x1280.jpg | https://digitalmedia.shop.siemens-healthineers.com/catalog/products/10589697_2_1280x1280.jpg | https://digitalmedia.shop.siemens-healthineers.com/catalog/products/10589697_3_1280x1280.jpg | [27 empty] | Brand Name |  | Type | Power Brush (SAF-MCI Slip Ring) Tip | Size |  | Color |  | Material |  | Dimensions |  | For Use With | For CT Scanner | [112 empty] | 0.86lb | 1 Piece | Power Brush Tip Kit | SAF-MCI Slip Ring Tip Kit | CT Scanner Tip Kit | https://www.shop.siemens-healthineers.com/en-us/product/A_10589697 | https://directmedimaging.com/part/ct/siemens/power-brush-tip-kit-10589697/ |  |  |  | Gagana | 100 | 18 | 0
HCPB11_636 | Siemens Medical Solutions | 10590272 |  | Board | Control and Regulation Board For CT Scanner |  |  | 90 Days |  | Somatom Definition AS, Biograph mCT-S40 3R/S64 3R/S40 4R/S64 4R |  |  |  |  | https://digitalmedia.shop.siemens-healthineers.com/catalog/products/10590272_1_1280x1280.jpg | [29 empty] | Brand Name |  | Type | Control and Regulation | Size |  | Color |  | Material |  | Dimensions |  | For Use With | For CT Scanner | [112 empty] | 0.882lb | 1 Piece | Control and Regulation Board | CT Scanner Control and Regulation Board |  | https://www.shop.siemens-healthineers.com/en-us/product/A_10590272 | https://directmedimaging.com/part/ct/siemens/control-and-regulation-board-10590272/ |  |  |  | Gagana | 100 | 15 | 0
HCPB11_637 | Siemens Medical Solutions | 10591360 |  | Housing | Foot End Connector Housing For MRI Scanner |  |  | 90 Days |  | Magnetom Aera/Skyra/Spectra/Avanto fit |  |  |  |  | https://digitalmedia.shop.siemens-healthineers.com/catalog/products/10591360_1_1280x1280.jpg | [29 empty] | Brand Name |  | Type | Foot End Connector | Size |  | Color |  | Material |  | Dimensions |  | For Use With | For MRI Scanner | [112 empty] | 3.197lb | 1 Piece | Foot End Connector Housing | MRI Scanner Connector Housing |  | https://www.shop.siemens-healthineers.com/en-us/product/A_10591360 | https://directmedimaging.com/part/mri/siemens/connector-housing-foot-end-10591360/ |  |  |  | Gagana | 100 | 15 | 0
HCPB11_638 | Siemens Medical Solutions | 10591536 |  | Belt | Patient Table Safety Belt For MRI Scanner |  | These safety belts are used to secure the patient to the patient table . This version is for patient tables with a 6 mm groove. | 90 Days |  | Magnetom Aera/Skyra/Spectra/Avanto fit |  |  |  |  | https://digitalmedia.shop.siemens-healthineers.com/catalog/products/10591536_1_1280x1280.jpg | [29 empty] | Brand Name |  | Type | Patient Table Safety | Size |  | Color |  | Material |  | Dimensions |  | For Use With | For MRI Scanner | [112 empty] | 1.433lb | 1 Piece | Patient Table Safety Belt | MRI Scanner Safety Belt |  | https://www.shop.siemens-healthineers.com/en-us/product/A_10591536 | https://directmedimaging.com/part/mri/siemens/safety-belts-patient-table-10591536/ |  |  |  | Gagana | 100 | 16 | 0
HCPB11_639 | Siemens Medical Solutions | 10591565 |  | PPU NT | PPU NT For MRI Scanner |  |  | 90 Days |  | Magnetom Avanto/Espree/Trio A Tim/Verio |  |  |  |  | https://digitalmedia.shop.siemens-healthineers.com/catalog/products/10591565_1_1280x1280.jpg | [29 empty] | Brand Name |  | Type |  | Size |  | Color |  | Material |  | Dimensions |  | For Use With | For MRI Scanner | [112 empty] | 0.948lb | 1 Piece | PPU NT | MRI Scanner PPU NT |  | https://www.shop.siemens-healthineers.com/en-us/product/A_10591565 | https://directmedimaging.com/part/mri/siemens/ppu_nt-10591565/ |  |  |  | Gagana | 100 | 14 | 0
HCPB11_64 | Datex-Ohmeda | 1505-3231-000 |  | Flow Sensor | Reusable Respiratory Flow Sensor For CARESCAPE™ R860 |  | Air flow sensor is a device used to monitor the air flow rate of a patient. Flow sensors measure the volume of gas dispensed from the O₂ and air channels during inhalation and exhalation. The relative proportion of gas dispensed from each channel is continuously adjusted to accurately control the percentage of O₂ delivered to the patient. The flow sensor is placed in between the regulator and the flow valve, where regulator ensures the constant pressure supply to the flow valve. It is a mass flow type sensor, which injects the heat into the flow stream and monitor the temperature rise at the downstream location. The temperature range depends up on the mass flow rate of the flow stream and the specific heat of the gas going through the sensor. | [7 empty] | https://services.gehealthcare.in/medias?context=bWFzdGVyfGltYWdlc3w1MDEzN3xpbWFnZS9qcGVnfGltYWdlcy9oYTAvaDQ1Lzg3OTYyOTc1OTI4NjIuanBnfDc5NDJjZTk1MzM5NDFhNzRjMWIyMWRjOTRkNWYzM2EzMTE3YmIyMGQ1M2ViNWFiNDE2NDAwMzA1YTBmYjQ5ZTk | https://services.gehealthcare.in/medias/1505-3231-000-ASSY-MSN-XDCR-FLOW-0-200-L-MIN-2.jpg?context=bWFzdGVyfHJvb3R8MzkwNTJ8aW1hZ2UvanBlZ3xhREJqTDJobE9TODVNak0zT1RNME1URXlOems0THpFMU1EVXRNekl6TVMwd01EQWdRVk5UV1MxTlUwNHNJRmhFUTFJZ1JreFBWeUF3TFRJd01DQk1YMDFKVGlsZk1pNXFjR2N8NjFmNGJmZjAyZWRkMjY5OTc5MmU5NGIwMmVhNzEyZmExZWI0ZmIzNzk3NWY4ZjUzMWU5OTllMzM2OWRjNzM3ZA | [8 empty] | https://www.gehealthcare.com/-/jssmedia/files/us--carescape-r860-user-manual-urm-rev-f.pdf?rev=-1&hash=3A300A0238704970C4B6B43C1061EC3B&srsltid=AfmBOorl716AoRH_nlFtDzK9eoR-MSP69HH1i5WbPOhbOSp0RvklXsCw | [6 empty] | Thermal mass-flow type sensor | Pre-calibrated | Precisely control the percentage of O₂ delivery to patient | Small size and lightweight | [9 empty] | Brand Name |  | Type | Respiratory | Size |  | Color |  | Material |  | Dimensions |  | For Use With | For CARESCAPE™ R860 | Usage | Reusable | [112 empty] | Respiratory Flow Sensor | Reusable Respiratory Flow Sensor | Air Flow Sensor | https://dev-services.gehealthcare.in/gehcstorefront/p/1505-3231-000 | https://services.gehealthcare.in/gehcstorefront/p/1505-3231-000 | https://www.gehealthcare.co.uk/-/jssmedia/gehc/us/files/products/accessories/clinical-accessories/19-0209-global-catalog-iii_us.pdf?rev=-1 |  |  | Ashok | 100 | 21 | 0
HCPB11_640 | Siemens Medical Solutions | 10606523 |  | Pad | Clamping Pad For MRI Scanner |  | To improve the positioning of the patient's head inside the head coil. | 90 Days |  | Magnetom Essenza/Aera/Skyra/Spectra/Prisma |  |  |  |  | https://digitalmedia.shop.siemens-healthineers.com/catalog/products/10606523_1_1280x1280.jpg | [29 empty] | Brand Name |  | Type | Clamping | Size |  | Color |  | Material |  | Dimensions |  | For Use With | For MRI Scanner | [112 empty] | 0.485lb | 1 Piece | Clamping Pad 80 | Clamp Cushion | MRI Scanner Clamp Cushion | https://www.shop.siemens-healthineers.com/en-us/product/A_10606523 | https://directmedimaging.com/part/mri/siemens/clamping-pad-80-10606523/ |  |  |  | Gagana | 100 | 17 | 0
HCPB11_641 | Siemens Medical Solutions | 10606626 |  | Holder | Lookout Mirror Holder For MRI Scanner |  | Holder For The Head/neck Mirror If No Coil Upper Part Is Used. | 90 Days |  | Magnetom Aera, Magetom Skyra, Magneton Avanto fit | 4.519lbs | 42cm | 24cm |  | https://digitalmedia.shop.siemens-healthineers.com/catalog/products/10606626_1_1280x1280.jpg | [29 empty] | Brand Name |  | Type | Lookout Mirror | Size |  | Color |  | Material |  | Dimensions |  | For Use With | For MRI Scanner | Length | 60cm | [111 empty] | 1 Piece | Holder | Lookout Mirror Holder |  | https://shop.siemens-healthineers.com/en-us/product/A_10606626 | https://shop.m-e-d.at/ru/products/mp-0006440-siemens-lookout-mirror-holder-for-mri-scanner-10606626 | https://directmedimaging.com/part/mri/siemens/lookout-mirror-holder-098-10606626/ | https://prompt.parts/product/product-10606626-lookout-mirror-holder-098/ |  | Vinutha | 72.73 | 16 | 6
HCPB11_642 | Siemens Medical Solutions | 10606873 |  | Pad 64 | Head Pad 64 For MRI Scanner |  | Pad 64 For a nice and comfortable rest of patient head. | 90 Days |  | Magnetom Skyra, Magetom Prisma, Magneton Prisma fit | 1.179lbs | 32.5cm | 6.5cm |  | https://digitalmedia.shop.siemens-healthineers.com/catalog/products/10606873_1_1280x1280.jpg | [29 empty] | Brand Name |  | Type | Head | Size |  | Color |  | Material |  | Dimensions |  | For Use With | For MRI Scanner | Length | 39cm | [111 empty] | 1 Piece | Pad | Head Pad 64 | Patient Hed Pad 64 | https://shop.siemens-healthineers.com/en-us/product/A_10606873 | https://prompt.parts/product/product-10606873-pad-64/ | https://directmedimaging.com/part/mri/siemens/pad-64-10606873/ |  |  | Vinutha | 63.64 | 14 | 8
HCPB11_643 | Siemens Medical Solutions | 10607498 |  | NIBP Hose | NIBP Hose For Cath Lab |  | Adapter To Connect Child And Adult Cuffs | 90 Days |  | Axiom Sensis, Combo 64 IECG, Axiom Sensis, Hemo Low, Axiom Sensis, EP 129 IECG, Sensis | 0.992lbs | 26cm | 11cm |  | https://digitalmedia.shop.siemens-healthineers.com/catalog/products/10607498_1_1280x1280.jpg | [29 empty] | Brand Name |  | Type | NIBP | Size |  | Color |  | Material |  | Dimensions |  | For Use With | For Cath Lab | Length | 3m | [111 empty] | 1 Piece | Hose | NIBP Hose |  | https://shop.siemens-healthineers.com/en-us/product/A_10607498 | https://directmedimaging.com/part/x-ray/siemens/nibp-hose-3-0-m-10607498/ | https://prompt.parts/product/product-10607498-nibp-hose-3-0-m/ |  |  | Vinutha | 63.64 | 14 | 8
HCPB11_644 | Siemens Medical Solutions | 10607508 |  | Replacement Kit | Replacement Kit For IAS - R640 - BB2 Cath Lab |  |  | 90 Days |  | Artis zee FA, Artis zee Ceiling, Artis zee BA | 59.524lbs | 61cm | 64cm |  | https://digitalmedia.shop.siemens-healthineers.com/catalog/products/10607508_1_1280x1280.jpg | [29 empty] | Brand Name |  | Type |  | Size |  | Color |  | Material |  | Dimensions |  | For Use With | For IAS - R640 - BB2 Cath Lab | Length | 76cm | [111 empty] | 1 Piece | Replacement Kit |  |  | https://shop.siemens-healthineers.com/en-us/product/A_10607508 | https://prompt.parts/product/product-10607508-ias-r640-bb2-replacement-kit/ | https://directmedimaging.com/part/x-ray/siemens/ias-r640-bb2-replacement-kit-10607508/ |  |  | Vinutha | 57.89 | 11 | 8
HCPB11_645 | Siemens Medical Solutions | 10609820 |  | Combiner Set | ECG Wire Set Of Four Lead Combiner Set For SPECT/CT |  | This ECG cable consists of 4 leads to connect the patient to the ECG device. The leads are AHA (American Standard) color coded. | 90 Days |  | Symbia-T, Symbia S, Symbia T2 | 0.551lbs | 16cm | 11cm |  | https://digitalmedia.shop.siemens-healthineers.com/catalog/products/10609820_1_1280x1280.jpg | [29 empty] | Brand Name |  | Type | ECG Wire Set Of Four Lead | Size |  | Color |  | Material |  | Dimensions |  | For Use With | For SPECT/CT | Length | 27cm | [111 empty] | 1 Piece | Combiner Set | ECG Wire Set Of Four Lead Combiner Set |  | https://shop.siemens-healthineers.com/en-us/product/A_10609820 | https://directmedimaging.com/part/na/siemens/ecg-wire-set-of-four-lead-combiner-10609820/ | https://prompt.parts/product/product-10609820-ecg-wire-set-of-four-lead-combiner-set/ |  |  | Vinutha | 57.14 | 12 | 9
HCPB11_646 | Siemens Medical Solutions | 10643790 |  | Assembly | LMAS 3 Assembly For CT Scanner |  |  | 90 Days |  | Somatom Definition, Somatom Definition AS, Somatom Definition Flash | 5.423lbs | 25cm | 11cm |  | https://digitalmedia.shop.siemens-healthineers.com/catalog/products/10643790.jpg | [29 empty] | Brand Name |  | Type | LMAS 3 | Size |  | Color |  | Material |  | Dimensions |  | For Use With | For CT Scanner | Length | 36cm | [111 empty] | 1 Piece | Assembly | LMAS 3 Assembly |  | https://shop.siemens-healthineers.com/en-us/product/A_10643790 | https://onlymedparts.com/product/lmas-3-assembly?srsltid=AfmBOopPtp6BJec_mBh5Jitmr5M1o2zB9WlBIMAMPfGv0JicIUCZYdNA | https://directmedimaging.com/part/ct/siemens/lmas-3-assembly-10643790/ |  |  | Vinutha | 61.9 | 13 | 8
HCPB11_647 | Siemens Medical Solutions | 10656044 |  | Monitor | 21.3in Display Mx215 Monitor For Cath Lab |  |  | 90 Days |  | Axiom Sensis Combo 64 IECG, Axiom Sensis Hemo Low, Axiom Zee Ceiling, Axiom Zee FA | 23.369lbs | 29.5cm | 50cm | [31 empty] | Brand Name |  | Type |  | Size |  | Color |  | Material |  | Dimensions | Mx215 | For Use With | For Cath Lab | Length | 57cm | Display Size | 21.3in | [109 empty] | 1 Piece | Monitor |  |  | https://shop.siemens-healthineers.com/en-us/product/A_10656044 | https://directmedimaging.com/part/x-ray/siemens/monitor-color-21-3-mx215-d-10656044/ | https://www.dotmed.com/listing/cath-lab/siemens/10656044/4664467 | https://www.dotmed.com/listing/cath-angio-lab/siemens/artis-one/10656044/4811975 | https://prompt.parts/product/product-10656044-monitor-color-21-3-mx215-d/ | Vinutha | 52.17 | 12 | 11
HCPB11_648 | Siemens Medical Solutions | 10662322 |  | Table Extension | CFK Table Extension For CT Scanner |  | The Table Extension Enables To Increase The Scanable Range By Approx. 350 Mm. Can Only Be Used With The Following Tables: Phs P10/p15 And Phs1a. | 90 Days |  | Somatom Emotion 6, Somatom Emotion 16, Somatom Spirit | 4.409lbs | 48cm | 15.5cm |  | https://digitalmedia.shop.siemens-healthineers.com/catalog/products/10662322_1_1280x1280.jpg | [29 empty] | Brand Name |  | Type | CFK | Size |  | Color |  | Material |  | Dimensions | 450 L × 390 mm W | For Use With | For CT Scanner | Length | 55cm | [111 empty] | 1 Piece | Table Extension | CFK Table Extension |  | https://shop.siemens-healthineers.com/en-us/product/A_10662322 | https://www.medicaloutfittersparts.com/shop/10662322-siemens-ct-perspective-table-extension-pn-10662322-29468 | https://prompt.parts/product/product-10662322-table-extension_cfk/ | https://directmedimaging.com/part/ct/siemens/table-extension_cfk-10662322/ |  | Vinutha | 54.17 | 13 | 11
HCPB11_649 | Siemens Medical Solutions | 10684349 |  | Receiver Board | RoHS Compliant D122 Receiver Board For 1.5T MRI systems |  |  | 90 Days |  | Magnetom Avanto, Magnetom Espree, Magnetom Symphony, A Tim | 6.614lbs | 41cm | 20cm |  | https://digitalmedia.shop.siemens-healthineers.com/catalog/products/10684349_1_1280x1280.jpg | [29 empty] | Brand Name |  | Type | RoHS Compliant D122 | Size |  | Color |  | Material |  | Dimensions |  | For Use With | For 1.5T MRI systems | Length | 55cm | [111 empty] | 1 Piece | Receiver Board | RoHS Compliant D122 Receiver Board |  | https://shop.siemens-healthineers.com/en-us/product/A_10684349 | https://prompt.parts/product/product-10684349-receiver_1-5t-d122/ | https://directmedimaging.com/part/mri/siemens/receiver_1-5t-d122-rohs-ez-dot-10684349/ |  |  | Vinutha | 42.86 | 9 | 12
HCPB11_65 | Datex-Ohmeda | 1505-3273-000 |  | Valve | HPO2 Gas Disk Check Valve For CARESCAPE™ R860, Aisys Anesthesia Machine |  | The Disk Check Valve is an advanced design which gives full flow and occupies less space than other type of non-return valve. These are simple to fit and are used to prevent reverse flow in pipe lines. Disk check valves are recommended after traps discharging into closed systems to guarantee non-return flow. These check valves can be mounted between the pipe flanges in any direction. DCVs feature a compact and rugged design and are suitable for high pressure O₂. These check valves operate at a minimum of 24 million cycles based on a rate of 600 cycles per hour. These are made of material brass, which offers low friction and resistance to stress corrosion cracking. Disk check valves are used in Aisys CS2, Avance CS2, Aespire View, Aestiva Machine, CARESCAPE™ R860, Aespire 7100, Aespire 100, Aisys, S/5 Aespire, Carestation 600 Series and many other machines. | [7 empty] | https://services.gehealthcare.in/medias/1505-3273-000-001.jpg?context=bWFzdGVyfGltYWdlc3wyMDU4Nzl8aW1hZ2UvanBlZ3xhVzFoWjJWekwyZ3haaTlvTmpjdk9EZzFOVEV4T0RRME5qWXlNaTVxY0djfGUxZTBiMzRiZDFkZTQzYTU4MjhiZTJjMjUwMDQyNDM0NTAyNGZlOGJlZjc0MDZlZGY5ZjNlOTJjODJkOTRiMzA | https://services.gehealthcare.in/medias/1505-3273-000-002.jpg?context=bWFzdGVyfGltYWdlc3wxOTk3NDh8aW1hZ2UvanBlZ3xhVzFoWjJWekwyZzFZeTlvTlRJdk9EZzFOVEV5TkRReE1ETTVPQzVxY0djfGZiMjk5NWQxYTdhMTQxZDg3ZDQ1MDdiMzllN2VlYTZlMjhkNWUzNGM4MGI2N2UwMTcwODI1NDI0NzVhZmY0NGM | [8 empty] | https://documents.cdn.ifixit.com/2efCvTqEyGVThXPT.pdf | [6 empty] | High strength of the material makes it resistant to impact and fracture | Higher tensile and flexural strength | Excellent chemical resistance | Dimensional stability | [9 empty] | Brand Name |  | Type | HPO2 Gas Disk Check | Size |  | Color |  | Material |  | Dimensions |  | For Use With | For CARESCAPE™ R860, Aisys Anesthesia Machine | [114 empty] | Disk Check Valve | HPO2 Gas Disk Check Valve |  | https://dev-services.gehealthcare.in/gehcstorefront/p/1505-3273-000 | https://services.gehealthcare.in/gehcstorefront/p/1505-3273-000 |  |  |  | Ashok | 100 | 18 | 0
HCPB11_650 | Siemens Medical Solutions | 10684502 |  | RF Amplifier | 123MHz to 35KW RF Amplifier For MRI Scanner |  |  | 90 Days |  | Magnetom Verio, Magnetom Verio Dot, Magnetom Verio Dot Upgr | 734.132lbs | 70cm | 135cm | [31 empty] | Brand Name |  | Type |  | Size |  | Color |  | Material |  | Dimensions |  | For Use With | For MRI Scanner | Length | 95cm | Range | 123MHz to 35KW | [109 empty] | 1 Piece | RF Amplifier |  |  | https://www.shop.siemens-healthineers.com/en-us/product/A_10684502 | https://directmedimaging.com/part/mri/siemens/rf-amplifier-rfpa-s41-123mhz-35kw-10684502/ |  |  |  | Vinutha | 47.37 | 9 | 10
HCPB11_651 | Siemens Medical Solutions | 10684519 |  | Mechanical Parts | Small Mechanical Parts For MRI Scanner |  |  | 90 Days |  | Magnetom Aera, Magetom Skyra, Magneton Avanto fit | 4.839lbs | 25cm | 20cm | [31 empty] | Brand Name |  | Type | Small | Size |  | Color |  | Material |  | Dimensions |  | For Use With | For MRI Scanner | Length | 40cm | [111 empty] | 1 Piece | Mechanical Parts | Small Mechanical Parts |  | https://www.shop.siemens-healthineers.com/en-us/product/A_10684519 | https://directmedimaging.com/part/mri/siemens/small-mechanical-parts-098-10684519/ | https://prompt.parts/product/product-10684519-small-mechanical-parts-098/ |  |  | Vinutha | 68.42 | 13 | 6
HCPB11_652 | Siemens Medical Solutions | 10743374 |  | Battery Pack | UPS Battery Pack For Type GXT4 CT Scanner |  |  | 90 Days |  | Somatom Definition, Somatom Definition AS, Biograph mCT-S40 3R, Biograph mCT-S64 3R | 44.092lbs | 33cm | 19cm |  | https://digitalmedia.shop.siemens-healthineers.com/catalog/products/10743374_1_1280x1280.jpg | https://digitalmedia.shop.siemens-healthineers.com/catalog/products/10743374_2_1280x1280.jpg | https://digitalmedia.shop.siemens-healthineers.com/catalog/products/10743374_3_1280x1280.jpg | [27 empty] | Brand Name |  | Type | UPS | Size |  | Color |  | Material |  | Dimensions |  | For Use With | For Type GXT4 CT Scanner | Length | 57.5cm | [111 empty] | 1 Piece | Battery Pack | UPS Battery Pack |  | https://www.shop.siemens-healthineers.com/en-us/product/A_10743374 | https://directmedimaging.com/part/ct/siemens/battery-packafor-ups-3kva-10743374/ | https://prompt.parts/product/product-10743374-battery-packaaefor-ups-3kva-2/ |  |  | Vinutha | 72.73 | 16 | 6
HCPB11_653 | Siemens Medical Solutions | 10749395 |  | Battery Pack | Replacement Battery Pack For 9PX3000GRT UPS |  |  | 90 Days |  | Biograph mCT-S40 3R, Biograph mCT-S64 3R, Biograph mCT | 36.817lbs | 29.5cm | 11.5cm | [31 empty] | Brand Name |  | Type | Replacement | Size |  | Color |  | Material |  | Dimensions |  | For Use With | For 9PX3000GRT UPS | Length | 56cm | [111 empty] | 1 Piece | Battery Pack | Replacement Battery Pack |  | https://shop.siemens-healthineers.com/en-us/product/A_10749395 | https://prompt.parts/product/product-10749395-replacement-battery-pack-9px3000grt/ | https://directmedimaging.com/part/na/siemens/replacement-battery-pack-9px3000gr-10749395/ |  |  | Vinutha | 68.42 | 13 | 6
HCPB11_654 | Siemens Medical Solutions | 10751338 |  | Workstation | Mars 2B Workstation For HP Z8 G4 High-Performance Desktop |  |  | 90 Days |  | Biograph mCT-S40 3R, Biograph mCT-S64 3R, Biograph mCT | 59.965lbs | 33cm | 66cm | [31 empty] | Brand Name |  | Type | Mars 2B | Size |  | Color |  | Material |  | Dimensions |  | For Use With | For HP Z8 G4 High-Performance Desktop | Length | 65cm | [111 empty] | 1 Piece | Workstation | Mars 2B Workstation |  | https://shop.siemens-healthineers.com/en-us/product/A_10751338 | https://directmedimaging.com/part/na/siemens/mars-2b-workstation-hp-z8-g4-10751338/ | https://prompt.parts/product/product-10751338-mars-2b-workstation-hp-z8-g4-2/ |  |  | Vinutha | 68.42 | 13 | 6
HCPB11_655 | Siemens Medical Solutions | 10763778 |  | ECG Device | Internal ECG Device For Symbia IVY CTM-300 |  |  | 90 Days |  | Symbia S, Symbia T, Symbia T2, Symbia T6 | 2.866lbs | 25cm | 11cm |  | https://digitalmedia.shop.siemens-healthineers.com/catalog/products/10763778_1_1280x1280.jpg | [29 empty] | Brand Name |  | Type | Internal | Size |  | Color |  | Material |  | Dimensions |  | For Use With | For Symbia IVY CTM-300 | Length | 36cm | [111 empty] | 1 Piece | ECG Device | Internal ECG Device |  | https://shop.siemens-healthineers.com/en-us/product/A_10763778 | https://prompt.parts/product/product-10763778-symbia_ivy_internal_ecg_device/ | https://directmedimaging.com/part/na/siemens/symbia_ivy_ctm-300_internal_ecg_dev-10763778/ |  |  | Vinutha | 60 | 12 | 8
HCPB11_656 | Siemens Medical Solutions | 10787113 |  | Transducer | 18L6 Transducer For Ultrasound General |  |  | 90 Days |  | Acuson Redwood | 2.337lbs | 24.5cm | 9.5cm |  | https://digitalmedia.shop.siemens-healthineers.com/catalog/products/10787113_1_1280x1280.jpg | [29 empty] | Brand Name |  | Type | 18L6 | Size |  | Color |  | Material |  | Dimensions |  | For Use With |  | Length | 33cm | [111 empty] | 1 Piece | Transducer | 18L6 Transducer |  | https://shop.siemens-healthineers.com/en-us/product/A_10787113 | https://prompt.parts/product/product-10787113-18l6-transducer/ | https://directmedimaging.com/part/ultrasound/siemens/18l6-transducer-mp456-10787113/ | https://store.zrgmedical.com/products/10787113-siemens-transducer-probe-18l6-transducer-mp456 |  | Vinutha | 63.64 | 14 | 8
HCPB11_657 | Siemens Medical Solutions | 10787116 |  | Transducer | DAX Transducer |  |  | 90 Days |  | Acuson Sequoia St | 2.998lbs | 24.5cm | 12cm |  | https://digitalmedia.shop.siemens-healthineers.com/catalog/products/10787116_1_1280x1280.jpg | [29 empty] | Brand Name |  | Type | DAX | Size |  | Color |  | Material |  | Dimensions |  | For Use With |  | Length | 36cm | [111 empty] | 1 Piece | Transducer | DAX Transducer |  | https://shop.siemens-healthineers.com/en-us/product/A_10787116 | https://prompt.parts/product/product-10787116-dax-transducer/ | https://directmedimaging.com/part/ultrasound/siemens/dax-transducer-mp456-10787116/ |  |  | Vinutha | 60 | 12 | 8
HCPB11_658 | Siemens Medical Solutions | 10787354 |  | Output Module | MCP PS Version 2.0 Output Module For Acuson X300 PE Ultrasound System |  |  | 90 Days |  | Acuson X 300, Acuson X 300 (RU), Acuson X300 | 8.355lbs | 44cm | 18cm | [31 empty] | Brand Name |  | Type | MCP PS Version 2.0 | Size |  | Color |  | Material |  | Dimensions |  | For Use With | For Acuson X300 PE Ultrasound System | Length | 48cm | [111 empty] | 1 Piece | Output Module | MCP PS Version 2.0 Output Module |  | https://shop.siemens-healthineers.com/en-us/product/A_10787354 | https://prompt.parts/product/product-10787354-x300-pe-mcp-ps-output-module-ver2-0/ | https://directmedimaging.com/part/ultrasound/siemens/x300-pe-mcp-ps-output-module-ver2-0-10787354/ |  |  | Vinutha | 57.89 | 11 | 8
HCPB11_659 | Siemens Medical Solutions | 10789379 |  | Adapter | AcuNav Swiftlink Adapter For Ultrasound Systems |  |  | 90 Days |  | Acuson X 300, Acuson X 300 (RU), Acuson X300 | 6.614lbs | 44cm | 18cm |  | https://digitalmedia.shop.siemens-healthineers.com/catalog/products/10789379_1_1280x1280.jpg | https://digitalmedia.shop.siemens-healthineers.com/catalog/products/10789379_2_1280x1280.jpg | [28 empty] | Brand Name |  | Type | AcuNav Swiftlink | Size |  | Color |  | Material |  | Dimensions |  | For Use With | For Ultrasound Systems | Length | 48cm | [111 empty] | 1 Piece | Adapter | AcuNav Swiftlink Adapter |  | https://shop.siemens-healthineers.com/en-us/product/A_10789379 | https://prompt.parts/product/product-10789379-swiftlink-connector-dl260_g/ | https://directmedimaging.com/part/ultrasound/siemens/swiftlink-connector-dl260_g-10789379/ |  |  | Vinutha | 61.9 | 13 | 8
HCPB11_66 | Datex-Ohmeda | 1505-5508-000 |  | Interface Board | PCA Exhalation Flow Interface Board For CARESCAPE™ R860, Engström Ventilator |  | The Printed Circuit Assembly (PCA) Exhalation Flow Interface Board is used in Engstrom ventilator, which is part of the respiratory care system. It is mounted on the outlet manifold panel assembly using compression spring and screws. This board is acting as an interface between the exhalation flow sensor board and the flow sensor through the connector interface cable. The flow sensor is a device used to monitor the airflow rate of a patient and measure the volume of gas dispensed from the O₂ and air channels during inhalation and exhalation. The PCA exhalation flow interface board is comprised of EMI filters, board mounted circular 4-position female connector, PCB and board mounted 8-contact female connector. This board is single layer with Electroless Nickel Immersion Gold (ENIG) finish. This board finish ensures solderability, and to protect the exposed copper circuitry. This board being used in Engstrom, ARC Testing Service, MS CARESCAPE™ Monitor B650, ARC Aestiva MRI, ARC Engstrom Carestation, ARC Light Monitor, Engstrom Pro, ARC Aspire 7900, MIC Panda™ ires Warmer, UL Voluson P8 and R860. | [7 empty] | https://services.gehealthcare.in/medias/1505-5508-000-001.jpg?context=bWFzdGVyfGltYWdlc3wzMzcxNjR8aW1hZ2UvanBlZ3xhVzFoWjJWekwyZ3dZUzlvTUdRdk9EZzJPVFl5T1RjMU5UUXlNaTVxY0djfGEyZTZlZGFiZTE5ZjM0ZDhjZDgyMjg0MmZlNTAzNTMyMjVlZjE4YTlkNGM0YzVjOTJiZjhjNTdhMGMyMDVlMGY | https://services.gehealthcare.in/medias/1505-5508-000-002.jpg?context=bWFzdGVyfGltYWdlc3wzNDI1MzV8aW1hZ2UvanBlZ3xhVzFoWjJWekwyaGpPQzlvWW1Rdk9EZzJPVGN4TXpReE1qRXlOaTVxY0djfDU5ZjQ5MTljNjU0NGJjZjVjNGQzOTQ5NmQyNjNkZDkxNTI4NWU1OTk4ZTAyMDk0NTY2MGJmMjljYjc2MmJmMDI | [8 empty] | http://www.frankshospitalworkshop.com/equipment/documents/ventilators/service_manuals/Datex%20Ohmeda%20Engstrom%20Ventilator%20-%20Service%20manual.pdf | [6 empty] | Long shelf Life | Hazardous materials are not used |  | Meets international standards for safety requirements | Electromagnetic Interference (EMI) protected | [8 empty] | Brand Name |  | Type | PCA Exhalation Flow | Size |  | Color |  | Material |  | Dimensions |  | For Use With | For CARESCAPE™ R860, Engström Ventilator | [114 empty] | Interface Board | PCA Exhalation Flow Interface Board | Engström Ventilator Interface Board | https://dev-services.gehealthcare.in/gehcstorefront/p/1505-5508-000 | https://services.gehealthcare.in/gehcstorefront/p/1505-5508-000 |  |  |  | Ashok | 100 | 19 | 0
HCPB11_660 | Siemens Medical Solutions | 10789382 |  | Transducer | 8V3 Transducer For Ultrasound Transducer |  | The 8V3 transducer utilizes patented ACUSON™ micro-pinless (MP) connectors for an ergonomically designed high-density array transducer for pediatric and fetal echocardiography applications. Delivering superior performance across imaging modes, the 8V3 transducer offers a wide range of frequencies in 2D and color and spectral Doppler. Hanafy Lens transducer technology provides improved resolution and image uniformity. Supported modes include 2D (fundamental and harmonic), M-mode, color Doppler (CDV, DTI™ Doppler tissue imaging capability), and spectral Doppler (PW and CW). The 8V3 features MultiHertz™ multiple frequency imaging. | 90 Days |  | Acuson Sequoia 512, Acuson Sequoia, Acuson Sequoia S512, Refurb | 3.748lbs | 24.5cm | 11.5cm |  | https://digitalmedia.shop.siemens-healthineers.com/catalog/products/10789382_1_1280x1280.jpg | [29 empty] | Brand Name |  | Type | 8V3 | Size |  | Color |  | Material |  | Dimensions |  | For Use With | For Ultrasound Transducer | Length | 35cm | [111 empty] | 1 Piece | Transducer | 8V3 Transducer |  | https://shop.siemens-healthineers.com/en-us/product/A_10789382 | https://prompt.parts/product/product-10789382-8v3-transducer_g/ | https://directmedimaging.com/part/ultrasound/siemens/8v3-transducer_g-10789382/ |  |  | Vinutha | 63.64 | 14 | 8
HCPB11_661 | Siemens Medical Solutions | 10789393 |  | Transducer | 9L4 Transducer For Ultrasound Transducer |  | The 9L4 transducer utilizes the ACUSON™ patented micro-pinless (MP) connector and is based on Multi-D™ matrix array transducer technology and exceptional spatial resolution throughout the field of view This multi-row array transducer is contained in ergonomically designed microCase™ transducer miniaturization technology. This transducer technology, with its improved beam profile, creates unsurpassed image detail, clarity, and uniformity. Wideband MultiHertz™ multiple frequency imaging provides multiple transmission frequencies. Integrated microelectronics contained in an ergonomically designed microCase transducer and combined with a revolutionary SuppleFlex™ transducer cable provide a lightweight design to reduce operator fatigue. | 90 Days |  | Acuson S2000, Acuson SC2000, Acuson S2000 Refurb, Acuson S1000 | 3.748lbs | 24.5cm | 9.5cm |  | https://digitalmedia.shop.siemens-healthineers.com/catalog/products/10789393_1_1280x1280.jpg | [29 empty] | Brand Name |  | Type | 9L4 | Size |  | Color |  | Material |  | Dimensions |  | For Use With | For Ultrasound Transducer | Length | 33cm | [111 empty] | 1 Piece | Transducer | 9L4 Transducer |  | https://shop.siemens-healthineers.com/en-us/product/A_10789393 | https://prompt.parts/product/product-10789393-9l4-transducer_g/ | https://directmedimaging.com/part/ultrasound/siemens/9l4-transducer_g-10789393/ |  |  | Vinutha | 63.64 | 14 | 8
HCPB11_662 | Siemens Medical Solutions | 10835472 |  | Spine Cushion | Easy X-Change Spine Cushion For MRI Scanner |  | Spine Cushion Easy X-Change for a comfotable positioning of patient's spine. | 90 Days |  | Magnetom Aera, Magetom Skyra, Magneton Avanto fit | 6.614lbs | 62cm | 8cm |  | https://digitalmedia.shop.siemens-healthineers.com/catalog/products/10835472_1_1280x1280.jpg | https://digitalmedia.shop.siemens-healthineers.com/catalog/products/10835472_2_1280x1280.jpg | [28 empty] | Brand Name |  | Type | Easy X-Change | Size |  | Color |  | Material |  | Dimensions |  | For Use With | For MRI Scanner | Length | 147cm | [111 empty] | 1 Piece | Spine Cushion | Easy X-Change Spine Cushion |  | https://www.shop.siemens-healthineers.com/en-in/product/A_10835472 | https://prompt.parts/product/product-10835472-easy-x-change-spine-cushion/ | https://directmedimaging.com/part/mri/siemens/easy-x-change-spine-cushion-10835472/ |  |  | Vinutha | 63.64 | 14 | 8
HCPB11_663 | Siemens Medical Solutions | 10840406 |  | Adapter | Service Plug Adapter For Vida MRI Scanner |  |  | 90 Days |  | Magnetom Aera, Magnetom Skyra, Magnetom Spectra (CN), Magnetom Amira | 13.228lbs | 48cm | 35cm |  | https://digitalmedia.shop.siemens-healthineers.com/catalog/products/10840406_1_1280x1280.jpg | [29 empty] | Brand Name |  | Type | Service Plug | Size |  | Color |  | Material |  | Dimensions |  | For Use With | For Vida MRI Scanner | Length | 58cm | [111 empty] | 1 Piece | Adapter | Service Plug Adapter |  | https://shop.siemens-healthineers.com/en-us/product/A_10840406 | https://prompt.parts/product/product-10840406-service-plug-adapters-for-vida/ | https://directmedimaging.com/part/mri/siemens/service-plug-adapters-for-vida-10840406/ |  |  | Vinutha | 70 | 14 | 6
HCPB11_664 | Siemens Medical Solutions | 10848519 |  | Kathobox Pro | Kathobox Pro |  |  | 90 Days |  | Multix Top, Multix Top Acss, Multix Top Acss P | 8.818lbs | 30cm | 25cm |  | https://digitalmedia.shop.siemens-healthineers.com/catalog/products/10848519_1_1280x1280.jpg | [29 empty] | Brand Name |  | Type |  | Size |  | Color |  | Material |  | Dimensions |  | For Use With |  | Length | 50cm | [111 empty] | 1 Piece | Kathobox Pro |  |  | https://shop.siemens-healthineers.com/en-us/product/A_10848519 | https://prompt.parts/product/product-10848519-kathobox-pro/ | https://directmedimaging.com/part/x-ray/siemens/kathobox-pro-10848519/ |  |  | Vinutha | 47.37 | 9 | 10
HCPB11_665 | Siemens Medical Solutions | 10848552 |  | Armboard Cushion | Armboard Cushion For Angio Lab |  | Cushion For Armboard - Provides A More Comfortable Positioning Of Patient's Arm. | 90 Days |  | Artis zee FA, Artis zee ceiling, Artis zee Multi-Purpose, Artis zee BA | 3.241lbs | 47cm | 12cm |  | https://digitalmedia.shop.siemens-healthineers.com/catalog/products/10848552_1_1280x1280.jpg | [29 empty] | Brand Name |  | Type |  | Size |  | Color |  | Material |  | Dimensions |  | For Use With | For Angio Lab | Length | 62cm | [111 empty] | 1 Piece | Cushion | Armboard Cushion |  | https://shop.siemens-healthineers.com/en-us/product/A_10848552 | https://prompt.parts/product/product-10848552-armboard-radialis-cushion/ | https://directmedimaging.com/part/x-ray/siemens/armboard-radialis-cushion-10848552/ |  |  | Vinutha | 61.9 | 13 | 8
HCPB11_666 | Siemens Medical Solutions | 10848612 |  | Console Assembly | ECC V3 Console Assembly For Cath Lab |  |  | 90 Days |  | Artis Q Floor, Artis Q Celling, Artis Q Zeego | 8.047lbs | 31cm | 25.5cm |  | https://digitalmedia.shop.siemens-healthineers.com/catalog/products/10848612_1_1280x1280.jpg | [29 empty] | Brand Name |  | Type | ECC V3 | Size |  | Color |  | Material |  | Dimensions |  | For Use With | For Cath Lab | Length | 41cm | [111 empty] | 1 Piece | Console Assembly | ECC V3 Console Assembly |  | https://shop.siemens-healthineers.com/en-us/product/A_10848612 | https://directmedimaging.com/part/x-ray/siemens/ecc-v3-10848612/ | https://prompt.parts/product/product-10848612-ecc-v3/ |  |  | Vinutha | 60 | 12 | 8
HCPB11_667 | Siemens Medical Solutions | 10854556 |  | Printed Wiring Assembly | Printed Wiring Assembly For SC2000, RAD11 Ultrasound System |  |  | 90 Days |  | Acuson SC2000 | 7.430lbs | 46cm | 12cm |  | https://digitalmedia.shop.siemens-healthineers.com/catalog/products/10854556.jpg | [29 empty] | Brand Name |  | Type |  | Size |  | Color |  | Material |  | Dimensions |  | For Use With | For SC2000, RAD11 Ultrasound System | Length | 68.5cm | [111 empty] | 1 Piece | Assembly | Printed Wiring Assembly |  | https://shop.siemens-healthineers.com/en-us/product/A_10854556 | https://prompt.parts/product/product-10854556-pwa-sc2000-rad11/ | https://directmedimaging.com/part/ultrasound/siemens/pwa-sc2000-rad11-10854556/ |  |  | Vinutha | 65 | 13 | 7
HCPB11_668 | Siemens Medical Solutions | 10860587 |  | Grid | Grid |  |  | 90 Days |  | Mobilett Mira Max, Ysio Max, Luminos dRF Max | 5.181lbs | 65cm | 6.5cm | [31 empty] | Brand Name |  | Type |  | Size |  | Color |  | Material |  | Dimensions |  | For Use With |  | Length | 70cm | [111 empty] | 1 Piece | Grid |  |  | https://shop.siemens-healthineers.com/en-us/product/A_10860587 | https://prompt.parts/product/product-10860587-grid-3543ezh-jpi-5-85-f115/ | https://directmedimaging.com/part/x-ray/siemens/grid-3543ezh-jpi-5-85-f115-10860587/ |  |  | Vinutha | 47.62 | 10 | 11
HCPB11_669 | Siemens Medical Solutions | 10860803 |  | Repair Set | SAPM Pins Repair Set For Portable X-Ray |  |  | 90 Days |  | Axiom Luminos dRF, Mobilett Mira, Ysio | 1.102lbs | 16cm | 11cm |  | https://digitalmedia.shop.siemens-healthineers.com/catalog/products/10860803_1_1280x1280.jpg | [29 empty] | Brand Name |  | Type | SAPM Pins | Size |  | Color |  | Material |  | Dimensions |  | For Use With | For Portable X-Ray | Length | 27cm | [111 empty] | 1 Piece | Repair Set | SAPM Pins Repair Set |  | https://shop.siemens-healthineers.com/en-us/product/A_10860803 | https://www.probomedical.com/shop/siemens-healthineers/siemens-10860803/ | https://www.mediram.net/10860803-sapm-pins-repair-set | https://prompt.parts/product/product-10860803-sapm-pins-repair-set/ | https://directmedimaging.com/part/x-ray/siemens/sapm-pins-repair-set-10860803/ | Vinutha | 68.18 | 15 | 7
HCPB11_67 | Datex-Ohmeda | 2063832-001 |  | Service Application | Aisys CS2 PC Service Application For ARC Aestiva MRI |  | The Aisys CS2 PC Service Application is comprised of USB drive loaded with software media for servicing Aisys CS2 PC. The USB drive is a compact flash memory storage device. The drive's secure access software offers password protection with 128-bit AES encryption to keep files safe. It is backwards compatible with existing USB 2.0 ports allowing users to migrate to 3.0 in the future without replacing their drive. It is used in many systems UL Voluson P8, MS CIC Pro, UL LOGIQ Book XP, MIC Panda™ iRES Warmer, ARC Aestiva MRI, ARC Aisys and ARC Monitor CardioCap 5. | [7 empty] | https://services.gehealthcare.in/medias/2063832-001-1.jpg?context=bWFzdGVyfGltYWdlc3w1OTkwMXxpbWFnZS9qcGVnfGFXMWhaMlZ6TDJneFlpOW9aVEV2T0RneU9EZzNOVEkwTXpVMU1DNXFjR2N8MTNiZmMzNDE2NDc2Y2U3NmY0YjIyMDQ2OGRkOTYwZjNlZGI5N2ZjYzViOTVhNmEyYjBjNjYwYzhjMmY5ZTViNg | [16 empty] | Software media for servicing Aisys CS2 PC | Software media for servicing Aisys CS2 PC. | USB 3.0 and 2.0 compatible | 128-bit AES encryption | [9 empty] | Brand Name |  | Type | Aisys CS2 PC | Size |  | Color |  | Material |  | Dimensions |  | For Use With | For ARC Aestiva MRI, ARC Aisys and ARC Monitor CardioCap 5. | Capacities | 64GB | [112 empty] | Aisys CS2 PC Service Application |  |  | https://dev-services.gehealthcare.in/gehcstorefront/p/2063832-001 | https://services.gehealthcare.in/gehcstorefront/p/2063832-001 |  |  |  | Ashok | 93.75 | 15 | 1
HCPB11_670 | Siemens Medical Solutions | 10864213 |  | Computer IRS Tower | 12g Computer IRS Tower For CT / SPECT/CT |  |  | 90 Days |  | Somatom Spirit, Somatom Emotion 6 (2007), Somatom Emotion 16 (2007) | 48.501lbs | 70cm | 50cm |  | https://digitalmedia.shop.siemens-healthineers.com/catalog/products/10864213_1_1280x1280.jpg | [29 empty] | Brand Name |  | Type |  | Size |  | Color |  | Material |  | Dimensions |  | For Use With | For CT / SPECT/CT | Length | 90cm | [111 empty] | 1 Piece | Computer IRS Tower |  |  | https://shop.siemens-healthineers.com/en-us/product/A_10864213 | https://prompt.parts/product/product-10864213-irs-tower-12g/ | https://directmedimaging.com/part/ct/siemens/computer-irs-tower-12g-10864213/ |  |  | Vinutha | 38.1 | 8 | 13
HCPB11_671 | Siemens Medical Solutions | 10890321 |  | Mattress Cover | Card 70 Grey Mattress Cover |  |  | 90 Days |  | Artis zee FA, Artis zee Ceiling, Artis Zee BA | 28.660lbs | 48cm | 53cm | [31 empty] | Brand Name |  | Type | Card 70 | Size |  | Color | Grey | Material |  | Dimensions |  | For Use With |  | Length | 90cm | [111 empty] | 1 Piece | Mattress Cover | Card 70 Grey Mattress Cover |  | https://shop.siemens-healthineers.com/en-us/product/A_10890321 | https://prompt.parts/product/product-10890321-mattress-card-70-grey/ | https://directmedimaging.com/part/x-ray/siemens/mattress-card-70-grey-10890321/ |  |  | Vinutha | 50 | 10 | 10
HCPB11_672 | Siemens Medical Solutions | 10893402 |  | Switch | Foot Switch |  |  | 90 Days |  | Cios Select | 3.990lbs | 26cm | 11cm |  | https://digitalmedia.shop.siemens-healthineers.com/catalog/products/10893402_1_1280x1280.jpg | [29 empty] | Brand Name |  | Type | Foot | Size |  | Color |  | Material |  | Dimensions |  | For Use With |  | Length | 31cm | [111 empty] | 1 Piece | Switch | Foot Switch |  | https://shop.siemens-healthineers.com/en-us/product/A_10893402 | https://prompt.parts/product/product-10893402-foot-switch/ | https://directmedimaging.com/part/x-ray/siemens/foot-switch-10893402/ |  |  | Vinutha | 65 | 13 | 7
HCPB11_673 | Siemens Medical Solutions | 10909403 |  | Trunk Cable | 10-Lead LEC1 Trunk Cable With 14-pole Redel Plug |  |  | 90 Days |  | Sensis, Sensis Lite, VM Virtual Server | 1.025lbs | 26cm | 11cm |  | https://digitalmedia.shop.siemens-healthineers.com/catalog/products/10909403.jpg | [29 empty] | Brand Name |  | Type | 10-Lead LEC1 | Size |  | Color |  | Material |  | Dimensions |  | For Use With | For Cath Lab | Length | 31cm | Diameter | 2m | With | With 14-pole Redel Plug | [107 empty] | 1 Piece | Trunk Cable | 10-Lead LEC1 Trunk Cable |  | https://shop.siemens-healthineers.com/en-us/product/A_10909403 | https://prompt.parts/product/product-10909403-hisib-ecg-cable-iec1-2m-55cndtr/ | https://directmedimaging.com/part/x-ray/siemens/hisib-ecg-cable-iec1-2m-55cndtr-10909403/ |  |  | Vinutha | 59.09 | 13 | 9
HCPB11_674 | Siemens Medical Solutions | 10961593 |  | Mouse | Mouse 3-butt. Wheelmouse Usb/ps2 |  | 3 Button Mouse With Scroll Wheel And Ps/2 Connector Incl. Usb Adapter. | 90 Days |  | Coherence AG Therapist, Axiom Sensis, Combo 64 IECG, Axiom Sensis Hemo Low | 0.794lbs | 16cm | 8cm |  | https://digitalmedia.shop.siemens-healthineers.com/catalog/products/10961593_1_1280x1280.jpg | [29 empty] | Brand Name |  | Type | Wheel | Size |  | Color |  | Material |  | Dimensions |  | For Use With |  | Length | 27cm | Number Of Buttons | 3 | [109 empty] | 1 Piece | Mouse | Wheelmouse |  | https://shop.siemens-healthineers.com/en-us/product/A_10961593 | https://prompt.parts/product/product-10961593-mouse-3-butt-wheelmouse-usb-ps2/ | https://directmedimaging.com/part/x-ray/siemens/mouse-3-butt-wheelmouse-usb-ps2-10961593/ |  |  | Vinutha | 63.64 | 14 | 8
HCPB11_675 | Siemens Medical Solutions | 11001401 |  | Transducer | L8-3 Transducer |  |  | 90 Days |  | Acuson Freestyle | 0.882lbs | 13.5cm | 8.5cm |  | https://digitalmedia.shop.siemens-healthineers.com/catalog/products/11001401_1_1280x1280.jpg | [29 empty] | Brand Name |  | Type | L8-3 | Size |  | Color |  | Material |  | Dimensions |  | For Use With |  | Length | 33.5cm | [111 empty] | 1 Piece | Transducer | L8-3 Transducer |  | https://shop.siemens-healthineers.com/en-us/product/A_11001401 | https://prompt.parts/product/product-11001401-probe-l8-3/ | https://directmedimaging.com/part/ultrasound/siemens/probe-l8-3-11001401/ |  |  | Vinutha | 57.14 | 12 | 9
HCPB11_676 | Siemens Medical Solutions | 11060739 |  | Control Panel | RoHS Left Control Panel |  |  | 90 Days |  | Magnetom Verio, Magnetom Verio Dot, Magnetom Verio Dot Upgr. | 3.153lbs | 42cm | 12cm |  | https://digitalmedia.shop.siemens-healthineers.com/catalog/products/11060739_1_1280x1280.jpg | [29 empty] | Brand Name |  | Type | RoHS Left | Size |  | Color |  | Material |  | Dimensions |  | For Use With |  | Length | 46cm | [111 empty] | 1 Piece | Control Panel | RoHS Left Control Panel |  | https://shop.siemens-healthineers.com/en-us/product/A_11060739 | https://prompt.parts/product/product-11060739-left-control-panel-rohs/ | https://directmedimaging.com/part/mri/siemens/left-control-panel-rohs-11060739/ |  |  | Vinutha | 45 | 9 | 11
HCPB11_677 | Siemens Medical Solutions | 11061593 |  | Monitor | WCU2416 Color Monitor With Stand |  |  | 90 Days |  | Somatom go.Now, Somatom go.Now (BR), Somatom go.Now (CN) | 20.944lbs | 37cm | 62cm |  | https://digitalmedia.shop.siemens-healthineers.com/catalog/products/11061593_1_1280x1280.jpg | [29 empty] | Brand Name |  | Type | WCU2416 Color | Size |  | Color |  | Material |  | Dimensions |  | For Use With |  | Length | 68cm | With | With Stand | [109 empty] | 1 Piece | Monitor | Color Monitor |  | https://shop.siemens-healthineers.com/en-us/product/A_11061593 | https://prompt.parts/product/product-11061593-wcu2416-monitor-with-foot/ | https://prompt.parts/product/product-11061593-wcu2416-monitor-with-foot/ |  |  | Vinutha | 50 | 11 | 11
HCPB11_678 | Siemens Medical Solutions | 11061878 |  | Drive | DV-W5600S DVD-Rec Drive |  |  | 90 Days |  | Axiom Aristos TX, Magnetom Symphony Syngo MR, Magnetom Symphony Syngo MR Upgrade | 2.094lbs | 25cm | 11cm |  | https://digitalmedia.shop.siemens-healthineers.com/catalog/products/11061878.jpg | [29 empty] | Brand Name |  | Type | DV-W5600S DVD-Rec | Size |  | Color |  | Material |  | Dimensions |  | For Use With |  | Length | 36cm | [111 empty] | 1 Piece | Drive | DVD-Rec Drive |  | https://shop.siemens-healthineers.com/en-us/product/A_11061878 | https://prompt.parts/product/product-11061878-drive-dvd-rec-dv-w5600s-bk/ | https://directmedimaging.com/part/mri/siemens/drive-dvd-rec-dv-w5600s-bk-11061878/ |  |  | Vinutha | 52.38 | 11 | 10
HCPB11_679 | Siemens Medical Solutions | 11061881 |  | DVD-Rrecorder | DV-W5600S CT-Replacem DVD-Rrecorder |  |  | 90 Days |  | Somatom Definition, Somatom Definition AS, Somatom Spirit | 2.050lbs | 25cm | 11cm | [31 empty] | Brand Name |  | Type | DV-W5600S CT-Replacem | Size |  | Color |  | Material |  | Dimensions |  | For Use With |  | Length | 36cm | [111 empty] | 1 Piece | DVD-Rrecorder | DV-W5600S CT-Replacem DVD-Rrecorder |  | https://shop.siemens-healthineers.com/en-us/product/A_11061881 | https://prompt.parts/product/product-11061881-dvd-rec-dv-w5600s/ | https://shop.siemens-healthineers.com/en-us/product/A_11061881 |  |  | Vinutha | 45 | 9 | 11
HCPB11_68 | Datex-Ohmeda | 2087640-001-S |  | Sensor | ABS Autoclavable Anesthesia Flow Sensor For Aespire, Aestiva, Avance and Aisys products |  | Flow sensor – autoclavable: Newest flow sensor designed to work in the presence of moisture with pressure sense lines kink prevention. Single piece flow sensor body design with titanium flapper. Will last for a minimum of 1 year. Can be used in MRI environments. | [7 empty] | https://services.gehealthcare.in/medias/2087640-001-S-Anesthesia-Flow-Sensor-ABS-Autoclavable.jpg?context=bWFzdGVyfGltYWdlc3w5NDUwNXxpbWFnZS9qcGVnfGFXMWhaMlZ6TDJnMllpOW9aRGN2T0Rrek9UWXlNVGt3T0RVeE1DNXFjR2N8YTcxMzM3NThlYzc4MTNiZmQ3ZDM4MjYyYzdiYjdmMGQzNmU4ZjY0YjFmYTc2ZjE3YjEyNzQyYWU1NmFkOTM0YQ | [9 empty] | https://www.gehealthcare.co.uk/-/jssmedia/b838ab5427814fc3ab23a6d0a0a2b8e6.pdf | [6 empty] | Bi-directional flow measurement | Employs variable orifice technology for measuring airflow | [11 empty] | Brand Name |  | Type | ABS Autoclavable Anesthesia Flow | Size |  | Color |  | Material |  | Dimensions |  | For Use With | For Aespire, Aestiva, Avance and Aisys products | Operating Temperature Range | 5 to 40°C | [111 empty] | 1 Each | Autoclavable Flow Sensor | ABS Autoclavable Flow Sensor | Anesthesia Flow Sensor | https://services.gehealthcare.in/gehcstorefront/p/2087640-001-S |  |  |  |  | Ashok | 94.12 | 16 | 1
HCPB11_680 | Siemens Medical Solutions | 11104999 |  | Battery | Portable Pixium Battery |  |  | 90 Days |  | Artpix Mobile (Main 006-XPC0065130). Artpix Mobile EZ2GO II | 0.529lbs | 9cm | 1cm |  | https://digitalmedia.shop.siemens-healthineers.com/catalog/products/11104999.jpg | [29 empty] | Brand Name |  | Type | Portable Pixium | Size |  | Color |  | Material |  | Dimensions |  | For Use With |  | Length | 26cm | [111 empty] | 1 Piece | Battery | Pixium Battery | Portable Pixium Battery | https://shop.siemens-healthineers.com/en-us/product/A_11104999 | https://prompt.parts/product/product-11104999-battery-pixium-portable/ | https://directmedimaging.com/part/x-ray/siemens/battery-pixium-portable-11104999/ |  |  | Vinutha | 66.67 | 14 | 7
HCPB11_681 | Siemens Medical Solutions | 11147269 |  | Printed Wiring Assembly | BE3-Rohs HD Printed Wiring Assembly |  |  | 90 Days |  | Acuson S2000, Acuson S1000, Acuson S3000 | 5.512lbs | 46cm | 20cm | [11 empty] | x | [19 empty] | Brand Name |  | Type | BE3-Rohs HD | Size |  | Color |  | Material |  | Dimensions |  | For Use With |  | Length | 58cm | [111 empty] | 1 Piece | Printed Wiring Assembly |  |  | https://shop.siemens-healthineers.com/en-us/product/A_11147269 | https://prompt.parts/product/product-11147269-pwa-be3-rohs-hd/ | https://directmedimaging.com/part/ultrasound/siemens/pwa-be3-rohs-hd-11147269/ |  |  | Vinutha | 40 | 8 | 12
HCPB11_682 | Siemens Medical Solutions | 11171888 |  | Monitor | 19in Display Color Monitor |  |  | 90 Days |  | Multix Top, Multix Top Acss, Multix Top Acss P | 17.637lbs | 28cm | 50cm | [31 empty] | Brand Name |  | Type | Color | Size |  | Color |  | Material |  | Dimensions |  | For Use With |  | Length | 50cm | Display | 19in | [109 empty] | 1 Piece | Monitor | Color Monitor |  | https://shop.siemens-healthineers.com/en-us/product/A_11171888 | https://prompt.parts/product/product-11171888-monitor-color-19-mx194-si/ | https://directmedimaging.com/part/x-ray/siemens/monitor-color-19-mx194-si-11171888/ |  |  | Vinutha | 47.83 | 11 | 12
HCPB11_683 | Siemens Medical Solutions | 11252270 |  | Bar | Foc Cut-off Bar |  |  | 90 Days |  | Axiom Luminos dRF, Luminos dRF Max, Luminos Lotus Max | 5.512lbs | 26cm | 28cm |  | https://digitalmedia.shop.siemens-healthineers.com/catalog/products/11252270.jpg | [29 empty] | Brand Name |  | Type | Foc Cut-off | Size |  | Color |  | Material |  | Dimensions |  | For Use With |  | Length | 51cm | [111 empty] | 1 Piece | Cut-off Bar | FOC Cut-off Bar |  | https://shop.siemens-healthineers.com/en-us/product/A_11252270 | https://prompt.parts/product/product-11252270-foc-cut-off-bar/ | https://directmedimaging.com/part/x-ray/siemens/foc-cut-off-bar-11252270/ |  |  | Vinutha | 65 | 13 | 7
HCPB11_684 | Siemens Medical Solutions | 11255775 |  | Erdu Remote Button | Erdu Remote Button |  |  | 90 Days |  | Magnetom Avanto, Magnetom Espree, Magnet System OR76 | 1.389lbs | 21cm | 16.5cm |  | https://digitalmedia.shop.siemens-healthineers.com/catalog/products/11255775_1_1280x1280.jpg | [29 empty] | Brand Name |  | Type |  | Size |  | Color |  | Material |  | Dimensions |  | For Use With |  | Length | 31cm | [111 empty] | 1 Piece | Erdu Remote Button |  |  | https://shop.siemens-healthineers.com/en-us/product/A_11255775 | https://prompt.parts/product/product-11255775-erdu-remote-button-siemens/ | https://directmedimaging.com/part/mri/siemens/erdu-remote-button-siemens-11255775/ |  |  | Vinutha | 40 | 8 | 12
HCPB11_685 | Siemens Medical Solutions | 11268278 |  | Transducer | 5C1 Transducer |  |  | 90 Days |  | Acuson Juniper | 2.205lbs | 25cm | 12cm |  | https://digitalmedia.shop.siemens-healthineers.com/catalog/products/11268278_1_1280x1280.jpg | [29 empty] | Brand Name |  | Type | 5C1 | Size |  | Color |  | Material |  | Dimensions |  | For Use With |  | Length | 36cm | [111 empty] | 1 Piece | Transducer | 5C1 Transducer |  | https://shop.siemens-healthineers.com/en-us/product/A_11268278 | https://prompt.parts/product/product-11268278-5c1-transducer/ | https://directmedimaging.com/part/ultrasound/siemens/5c1-transducer-tc-zif-11268278/ |  |  | Vinutha | 57.14 | 12 | 9
HCPB11_686 | Siemens Medical Solutions | 11268441 |  | Power Supply Unit | C065 Power Supply Unit |  |  | 90 Days |  | Acuson Juniper | 17.637lbs | 38cm | 25cm | [31 empty] | Brand Name |  | Type | C065 | Size |  | Color |  | Material |  | Dimensions |  | For Use With |  | Length | 47.5cm | [111 empty] | 1 Piece | Power Supply Unit | C065 Power Supply Unit |  | https://shop.siemens-healthineers.com/en-us/product/A_11268441 | https://prompt.parts/product/product-11268441-c065-psu/ | https://directmedimaging.com/part/ultrasound/siemens/c065-psu-11268441/ |  |  | Vinutha | 55 | 11 | 9
HCPB11_687 | Siemens Medical Solutions | 11284295 |  | Cable | HCU Medlink-us-(Aha) ECG Cable |  | Cable For Ecg Signal (Us Standard) From Patient To System. | 90 Days |  | Acuson P500 | 0.613lbs | 18cm | 6.5cm |  | https://digitalmedia.shop.siemens-healthineers.com/catalog/products/11284295_1_1280x1280.jpg | [29 empty] | Brand Name |  | Type | HCU Medlink-us-(Aha) ECG | Size |  | Color |  | Material |  | Dimensions |  | For Use With |  | Length | 22.5cm | [111 empty] | 1 Piece | Cable | HCU Medlink-us-(Aha) ECG Cable |  | https://shop.siemens-healthineers.com/en-us/product/A_11284295 | https://prompt.parts/product/product-11284295-cable-hcu-ecg-medlink-us/ | https://directmedimaging.com/part/ultrasound/siemens/cable-hcu-ecg-medlink-us-aha-11284295/ |  |  | Vinutha | 66.67 | 14 | 7
HCPB11_688 | Siemens Medical Solutions | 11284921 |  | Transducer | 8VC3 Transducer |  |  | 90 Days |  | Acuson Juniper | 3.417lbs | 29cm | 16.5cm |  | https://digitalmedia.shop.siemens-healthineers.com/catalog/products/11284921_1_1280x1280.jpg | [29 empty] | Brand Name |  | Type | 8VC3 | Size |  | Color |  | Material |  | Dimensions |  | For Use With |  | Length | 41cm | [111 empty] | 1 Piece | Transducer | 8VC3 Transducer |  | https://shop.siemens-healthineers.com/en-us/product/A_11284921 | https://prompt.parts/product/product-11284921-8vc3-transducer/ | https://directmedimaging.com/part/ultrasound/siemens/8vc3-transducer-tc-zif-11284921/ |  |  | Vinutha | 57.14 | 12 | 9
HCPB11_689 | Siemens Medical Solutions | 11284926 |  | Transducer | L10-5V Linear Transducer |  |  | 90 Days |  | Acuson NX2, Acuson NX2 Elite | 3.307lbs | 35cm | 10cm |  | https://digitalmedia.shop.siemens-healthineers.com/catalog/products/11284926_1_1280x1280.jpg | [29 empty] | Brand Name |  | Type | L10-5V Linear | Size |  | Color |  | Material |  | Dimensions |  | For Use With |  | Length | 42cm | [111 empty] | 1 Piece | Transducer | L10-5V Linear Transducer |  | https://shop.siemens-healthineers.com/en-us/product/A_11284926 | https://prompt.parts/product/product-11284926-l10-5v-linear-transducer/ | https://directmedimaging.com/part/ultrasound/siemens/l10-5v-linear-transducer-11284926/ |  |  | Vinutha | 60 | 12 | 8
HCPB11_69 | Datex-Ohmeda | 2096534-102 |  | Tube | 1.5m L 22mm Cuff Silicone Adult Reusable Patient Tube For Aespire 7900 | [9 empty] | https://services.gehealthcare.in/medias/2096534-102-Patient-Tube-Adult-Reusable-Silicone-1-5M.jpg?context=bWFzdGVyfGltYWdlc3w4NjIzNnxpbWFnZS9qcGVnfGFXMWhaMlZ6TDJnNVlpOW9NemN2T0Rrek9EWTNPVGs1TWpNMU1DNXFjR2N8MDYwYWU2MmU4YWE2Y2QxZGFkNDFkMDlmNDA1YTAwYjQxYTAwNmIwYjY3OTcyZjRjZTk5ZWY1ZTdmNmE2MmZjNQ | [9 empty] | https://www.gehealthcare.co.uk/-/jssmedia/b838ab5427814fc3ab23a6d0a0a2b8e6.pdf | [19 empty] | Brand Name |  | Type | Patient | Size |  | Color |  | Material | Silicone | Dimensions |  | For Use With | For Aespire 7900, 7100, Aestiva MRI, Aestiva Induction | Age Group | Adult | Length | 1.5m | Cuff Size | 22mm | Connections | 22F-22F | Usage | Reusable | [103 empty] | 1/Box | Patient Tube | Reusable Patient Tube | Adult Patient Tube | https://dev-services.gehealthcare.in/gehcstorefront/p/2096534-102 | https://services.gehealthcare.in/gehcstorefront/p/2096534-102 |  |  |  | Ashok | 100 | 20 | 0
HCPB11_690 | Siemens Medical Solutions | 11287361 |  | Control Panel | Rafi Gen3 Control Panel Without Display |  |  | 90 Days |  | Acuson S2000, Acuson S2000, Refurb, Acuson S1000, Acuson S3000 | 12.125lbs | 55cm | 20cm |  | https://digitalmedia.shop.siemens-healthineers.com/catalog/products/11287361.jpg | [29 empty] | Brand Name |  | Type |  | Size |  | Color |  | Material |  | Dimensions |  | For Use With |  | Length | 63cm | Without | Without Display | [109 empty] | 1 Piece | Control Panel |  |  | https://shop.siemens-healthineers.com/en-us/product/A_11287361 | https://prompt.parts/product/product-11287361-control-panel-rafi-gen3-w-o-disp-s-fam/ | https://directmedimaging.com/part/ultrasound/siemens/control-panel-rafi-gen3-w-o-disp-11287361/ |  |  | Vinutha | 40.91 | 9 | 13
HCPB11_691 | Siemens Medical Solutions | 11287404 |  | Gel | CMPS Warmer Gel |  | Heats Gel For Patient Comfort. | 90 Days |  |  | 1.323lbs | 14.5cm | 14cm |  | https://digitalmedia.shop.siemens-healthineers.com/catalog/products/11287404_1_1280x1280.jpg | [29 empty] | Brand Name |  | Type |  | Size |  | Color |  | Material |  | Dimensions |  | For Use With |  | Length | 23cm | [111 empty] | 1 Piece | Gel | CMPS Warmer Gel |  | https://shop.siemens-healthineers.com/en-us/product/A_11287404 | https://prompt.parts/product/product-11287404-gel-warmer-cmps/ | https://directmedimaging.com/part/ultrasound/siemens/gel-warmer-cmps-11287404/ |  |  | Vinutha | 55 | 11 | 9
HCPB11_692 | Siemens Medical Solutions | 11287517 |  | Assembly | 2TB Capacity S-Fam Hard Disk Drive Assembly |  |  | 90 Days |  | Acuson S2000, Acuson S2000, Refurb, Acuson S1000, Acuson S3000 | 1.940lbs | 20cm | 11cm |  | https://digitalmedia.shop.siemens-healthineers.com/catalog/products/11287517.jpg | [29 empty] | Brand Name |  | Type | S-Fam Hard Disk Drive | Size |  | Color |  | Material |  | Dimensions |  | For Use With |  | Length | 32cm | Capacity | 2TB | Interface | SATA_2 | [107 empty] | 1 Piece | Hard Disk Drive Assembly | S-Fam Hard Disk Drive Assembly |  | https://shop.siemens-healthineers.com/en-us/product/A_11287517 | https://prompt.parts/product/product-11287517-hdd-st2000nm0125-2tb-3gbit/ | https://directmedimaging.com/part/ultrasound/siemens/hdd-assy-2tb-sata_2-s-fam-11287517/ |  |  | Vinutha | 54.55 | 12 | 10
HCPB11_693 | Siemens Medical Solutions | 11289564 |  | Transducer | 9VE4 Transducer |  |  | 90 Days |  | Acuson Redwood | 4.586lbs | 42cm | 12cm | [31 empty] | Brand Name |  | Type | 9VE4 | Size |  | Color |  | Material |  | Dimensions |  | For Use With |  | Length | 46cm | [111 empty] | 1 Piece | Transducer | 9VE4 Transducer |  | https://shop.siemens-healthineers.com/en-us/product/A_11289564 | https://prompt.parts/product/product-11289564-9ve4-transducer/ | https://directmedimaging.com/part/ultrasound/siemens/9ve4-transducer-mp456-11289564/ |  |  | Vinutha | 55 | 11 | 9
HCPB11_694 | Siemens Medical Solutions | 11291494 |  | Pump Device | Filling Pump Device |  |  | 90 Days |  | Magnetom Avanto, Magnetom Espree, Magnetom Trio, A Tim | 9.700lbs | 41cm | 22cm | [31 empty] | Brand Name |  | Type | Filling | Size |  | Color |  | Material |  | Dimensions |  | For Use With |  | Length | 41cm | [111 empty] | 1 Piece | Pump Device | Filling Pump Device |  | https://shop.siemens-healthineers.com/en-us/product/A_11291494 | https://prompt.parts/product/product-11291494-filling-pump-device/ | https://directmedimaging.com/part/mri/siemens/filling-pump-device-11291494/ |  |  | Vinutha | 47.37 | 9 | 10
HCPB11_695 | Siemens Medical Solutions | 11321256 |  | Tube Cooling | One4all Tube Cooling |  |  | 90 Days |  | Artis zee FA, Artis zee Ceiling, Artis zee multi-Purpose, Artis zee BA | 79.366lbs | 54cm | 62cm |  | https://digitalmedia.shop.siemens-healthineers.com/catalog/products/11321256.jpg | [29 empty] | Brand Name |  | Type | Tube Cooling | Size |  | Color |  | Material |  | Dimensions |  | For Use With |  | Length | 78cm | [111 empty] | 1 Piece | Tube Cooling | One4all Tube Cooling |  | https://shop.siemens-healthineers.com/en-us/product/A_11321256 | https://prompt.parts/product/product-11321256-tube-cooling-one4all/ | https://directmedimaging.com/part/na/siemens/connector-tubecooling-11321256-11578968/ |  |  | Vinutha | 55 | 11 | 9
HCPB11_696 | Siemens Medical Solutions | 11363826 |  | Handle | Arm Handle For Portable X-Ray |  |  | 90 Days |  | MOBILETT Elara Max | [34 empty] | Brand Name |  | Type | Arm | Size |  | Color |  | Material |  | Dimensions |  | For Use With | For Portable X-Ray | [113 empty] | 1 Piece | Handle | Arm Handle |  |  | https://prompt.parts/product/product-11363826-arm-handle/ | https://directmedimaging.com/part/x-ray/siemens/arm-handle-11363826/ |  |  | Vinutha | 84.62 | 11 | 2
HCPB11_697 | Siemens Medical Solutions | 11366802 |  | PC | IVS-S BB3.5 PC |  |  | 90 Days |  | Artis zee FA, Artis zee Ceiling, Artis zee multi-Purpose, Artis zee BA | 46.297lbs | 61cm | 35cm | [31 empty] | Brand Name |  | Type | IVS-S BB3.5 | Size |  | Color |  | Material |  | Dimensions |  | For Use With |  | Length | 75cm | [111 empty] | 1 Piece | PC | IVS-S BB3.5 PC |  | https://shop.siemens-healthineers.com/en-us/product/A_11366802 | https://prompt.parts/product/product-11366802-ivs-s-bb3-5-pc/ | https://prompt.parts/product/product-11366802-ivs-s-bb3-5-pc/ |  |  | Vinutha | 50 | 10 | 10
HCPB11_698 | Siemens Medical Solutions | 11433522 |  | Inverter | D860 Main Inverter |  |  | 90 Days |  |  | 3.748lbs | 24.5cm | 9.5cm | [31 empty] | Brand Name |  | Type | D860 Main | Size |  | Color |  | Material |  | Dimensions |  | For Use With |  | Length | 33cm | [111 empty] | 1 Piece | Inverter | D860 Main Inverter |  | https://shop.siemens-healthineers.com/en-us/product/A_11433522 | https://prompt.parts/product/product-11433522-d860-main-inverter/ | https://directmedimaging.com/part/x-ray/siemens/d860-main-inverter-11433522/ |  |  | Vinutha | 57.89 | 11 | 8
HCPB11_699 | Siemens Medical Solutions | 11647737 |  | Metal Corners | Replacement Metal Corners For Max Wi-d |  |  | 90 Days |  | Mobilett Mira Max, Ysio Max, Luminos dRF Max, Multitom Rax | 0.474lbs | 16cm | 11cm |  | https://digitalmedia.shop.siemens-healthineers.com/catalog/products/11647737_1_1280x1280.jpg | [29 empty] | Brand Name |  | Type | Replacement | Size |  | Color |  | Material |  | Dimensions |  | For Use With | For Max Wi-d | Length | 27cm | [111 empty] | 4 Piece/Set | Metal Corners | Replacement Metal Corners |  | https://shop.siemens-healthineers.com/en-us/product/A_11647737 | https://directmedimaging.com/part/x-ray/siemens/metal-corners-for-max-wi-d-11647737/ |  |  |  | Vinutha | 65 | 13 | 7
HCPB11_7 | Carestream Health, Inc | A3243-04 |  | Control DRAC Board | Control DRAC Board |  |  | 90 Days | [6 empty] | https://www.shopmedparts.com/cdn/shop/files/control-drac-board-a3243-04-c-ge-265467_800x.jpg?v=1729733118 | https://www.shopmedparts.com/cdn/shop/files/control-drac-board-a3243-04-c-ge-418793_800x.jpg?v=1729733118 | https://www.shopmedparts.com/cdn/shop/files/control-drac-board-a3243-04-c-ge-276093_800x.jpg?v=1729733118 | https://www.shopmedparts.com/cdn/shop/files/control-drac-board-a3243-04-c-ge-507232_800x.jpg?v=1729733118 | https://www.shopmedparts.com/cdn/shop/files/control-drac-board-a3243-04-c-ge-743737_800x.jpg?v=1729733118 | https://www.shopmedparts.com/cdn/shop/files/control-drac-board-a3243-04-c-ge-105526_800x.jpg?v=1729733118 | https://www.shopmedparts.com/cdn/shop/files/control-drac-board-a3243-04-c-ge-894687_800x.jpg?v=1729733118 | [23 empty] | Brand Name |  | Type |  | Size |  | Color |  | Material |  | Dimensions |  | For Use With | [115 empty] | Control Board | Control DRAC Board |  |  | https://www.shopmedparts.com/products/control-drac-board-a3243-04-c-ge?srsltid=AfmBOorMoJYETDjSZrqmoQdJLyDGoMoxMOVO-hyosUtb88D6eq_e2PZX |  |  |  | Lakshmi_1 | 93.33 | 14 | 1
HCPB11_70 | Datex-Ohmeda | 5953932-S | R860 | Battery Kit | R860 Sealed Lead Acid Battery Kit | [39 empty] | Brand Name |  | Type | Sealed Lead Acid | Size |  | Color |  | Material |  | Dimensions |  | For Use With | [115 empty] | Battery Kit | Lead Acid Battery Kit | Sealed Lead Acid Battery Kit | https://services.gehealthcare.in/gehcstorefront/p/5953932-S |  |  |  |  | Ashok | 100 | 10 | 0
HCPB11_700 | Siemens Medical Solutions | 1602254 |  | X-Ray Tube | Sirephos C02-V1 X-Ray Tube |  |  | 90 Days |  | Arcadis Avantic, Arcadis Avantic Gen2, Arcadis Varic Gen2 | 48.501lbs | 60cm | 66cm |  | https://digitalmedia.shop.siemens-healthineers.com/catalog/products/01602254_1_1280x1280.jpg | https://digitalmedia.shop.siemens-healthineers.com/catalog/products/01602254_2_1280x1280.jpg | https://digitalmedia.shop.siemens-healthineers.com/catalog/products/01602254_3_1280x1280.jpg | [27 empty] | Brand Name |  | Type | Sirephos C02-V1 | Size |  | Color |  | Material |  | Dimensions |  | For Use With |  | Length | 60cm | [111 empty] | 1 Piece | X-Ray Tube | Sirephos C02-V1 X-Ray Tube |  | https://shop.siemens-healthineers.com/en-us/product/A_1602254 | https://prompt.parts/product/product-1602254-sirephos-c02-v1/ | https://directmedimaging.com/systems/x-ray/siemens/siremobil-iso-c/ |  |  | Vinutha | 45.45 | 10 | 12
HCPB11_701 | Siemens Medical Solutions | 1674808 |  | Footswitch | Fluoro And Exposure Footswitch |  |  | 90 Days | [6 empty] | https://www.blockimaging.com/hubfs/Parts/1674808-fluoro-and-exposure-footswitch-for-siemens-cath2Fangio.jpg | [29 empty] | Brand Name |  | Type | Fluoro And Exposure | Size |  | Color |  | Material |  | Dimensions |  | For Use With | [115 empty] | Footswitch | Fluoro And Exposure Footswitch |  | https://shop.siemens-healthineers.com/en-us/product/A_1674808 | https://directmedimaging.com/part/x-ray/siemens/footswitch-fluoro-and-exposure-1674808/ |  |  |  | Vinutha | 46.67 | 7 | 8
HCPB11_702 | Siemens Medical Solutions | 2048650 |  | Conductive paste | Heatberulub Fk35 B-60g Conductive paste |  |  | 90 Days |  | Multix Top, Multix Top Acss, Multix Top Acss P | 0.176lbs | 4cm | 2.5cm |  | https://digitalmedia.shop.siemens-healthineers.com/catalog/products/02048650_1_1280x1280.jpg | https://digitalmedia.shop.siemens-healthineers.com/catalog/products/02048650_2_1280x1280.jpg | [28 empty] | Brand Name |  | Type | Heatberulub Fk35 B-60g | Size |  | Color |  | Material |  | Dimensions |  | For Use With |  | Length | 14cm | [111 empty] | 1 Piece | Conductive paste | Heatberulub Fk35 B-60g Conductive Paste |  | https://shop.siemens-healthineers.com/en-us/product/A_2048650 | https://directmedimaging.com/part/x-ray/siemens/condu-paste-heatberulub-fk35-b-60g-2048650/ |  |  |  | Vinutha | 38.1 | 8 | 13
HCPB11_703 | Siemens Medical Solutions | 2829880 |  | Tube Assembly | Tube Assembly For Collimator ISO-C |  |  | 90 Days |  | Arcadis Avantic, Arcadis Varic Gen2, Arcadis Orbic 3D | 6.614lbs | 25cm | 20cm |  | https://digitalmedia.shop.siemens-healthineers.com/catalog/products/02829880.jpg | https://digitalmedia.shop.siemens-healthineers.com/catalog/products/02829880_2_1280x1280.jpg | https://digitalmedia.shop.siemens-healthineers.com/catalog/products/02829880_3_1280x1280.jpg | [27 empty] | Brand Name |  | Type |  | Size |  | Color |  | Material |  | Dimensions |  | For Use With | For Collimator ISO-C | Length | 40cm | [111 empty] | 1 Piece | Tube Assembly | Collimator ISO-C Tube Assembly |  | https://shop.siemens-healthineers.com/en-us/product/A_2829880 | https://prompt.parts/product/product-2829880-tube-assembly-collimator-iso-c/ | https://directmedimaging.com/part/x-ray/siemens/tube-assembly-collimator-iso-c-2829880/ |  |  | Vinutha | 54.55 | 12 | 10
HCPB11_704 | Siemens Medical Solutions | 3071458 |  | Control Unit Board | Control Unit Board |  |  | 90 Days |  | Multix Top, Vertix Solitaire, Axiom Multix, Mt | 2.072lbs | 25cm | 11cm |  | https://digitalmedia.shop.siemens-healthineers.com/catalog/products/03071458_1_1280x1280.jpg | https://digitalmedia.shop.siemens-healthineers.com/catalog/products/03071458_2_1280x1280.jpg | https://digitalmedia.shop.siemens-healthineers.com/catalog/products/03071458_3_1280x1280.jpg | [27 empty] | Brand Name |  | Type |  | Size |  | Color |  | Material |  | Dimensions |  | For Use With |  | Length | 36cm | [111 empty] | 1 Piece | Control Unit Board |  |  | https://shop.siemens-healthineers.com/en-us/product/A_3071458 | https://prompt.parts/product/product-3071458-control-unit-man-d21-inch-hka/ | https://directmedimaging.com/part/x-ray/siemens/control-unit-man-d21-inch-hka-3071458/ |  |  | Vinutha | 43.48 | 10 | 13
HCPB11_705 | Siemens Medical Solutions | 3073694 |  | Control Board | Control Board |  |  | 90 Days |  | Multix Top, Vertix Solitaire, Axiom Multix, Mt | 1.587lbs | 24.5cm | 9.5cm | [31 empty] | Brand Name |  | Type |  | Size |  | Color |  | Material |  | Dimensions |  | For Use With |  | Length | 33cm | [111 empty] | 1 Piece | Control Board |  |  | https://shop.siemens-healthineers.com/en-us/product/A_03073694 | https://prompt.parts/product/product-3073694-control-board-d13-e-01/ | https://directmedimaging.com/part/x-ray/siemens/control-board-d13-e-01-3073694/ |  |  | Vinutha | 42.11 | 8 | 11
HCPB11_706 | Siemens Medical Solutions | 3090560 |  | Contactor | 24Vdc 100A 400V Contactor |  |  | 90 Days |  | Magnetom Symphony Syngo MR, Magnetom Symphony Syngo MR Upgrade, Magnetom Avanto, Magnetom Espree | 6.261lbs | 25cm | 20cm |  | https://digitalmedia.shop.siemens-healthineers.com/catalog/products/03090560_1_1280x1280.jpg | https://digitalmedia.shop.siemens-healthineers.com/catalog/products/03090560_2_1280x1280.jpg | https://digitalmedia.shop.siemens-healthineers.com/catalog/products/03090560_3_1280x1280.jpg | [27 empty] | Brand Name |  | Type |  | Size |  | Color |  | Material |  | Dimensions |  | For Use With |  | Length | 40cm | Voltage Rating | 24VDC/400V | Current Rating | 100A | Contact Configuration | 3NO | [105 empty] | 1 Piece | Contactor |  |  | https://shop.siemens-healthineers.com/en-us/product/A_03090560 | https://prompt.parts/product/product-3090560-contactor-24vdc-3no-100a-400v-d/ | https://directmedimaging.com/part/mri/siemens/contactor-24vdc-3no-100a-400v-3090560/ |  |  | Vinutha | 45.83 | 11 | 13
HCPB11_707 | Siemens Medical Solutions | 3098568 |  | Board | D40 Control Board |  |  | 90 Days |  | Siremobil Compact L, Siremobil Compact L (3), Arcadis Avantic | 0.926lbs | 24.5cm | 6.5cm |  | https://digitalmedia.shop.siemens-healthineers.com/catalog/products/03098568_1_1280x1280.jpg | https://digitalmedia.shop.siemens-healthineers.com/catalog/products/03098568_2_1280x1280.jpg | https://digitalmedia.shop.siemens-healthineers.com/catalog/products/03098568_3_1280x1280.jpg | [27 empty] | Brand Name |  | Type | D40 Control | Size |  | Color |  | Material |  | Dimensions |  | For Use With |  | Length | 33cm | [111 empty] | 1 Piece | Board | D40 Control Board |  | https://shop.siemens-healthineers.com/en-us/product/A_03098568 | https://prompt.parts/product/product-3098568-board-d40/ | https://directmedimaging.com/part/x-ray/siemens/board-d40-3098568/ |  |  | Vinutha | 59.09 | 13 | 9
HCPB11_708 | Siemens Medical Solutions | 3143492 |  | Microswitch | 6A Lever+Roller Microswitch |  |  | 90 Days |  | Multix Top, Multix Top Acss, Multix Top Acss P | 0.033lbs | 3.5cm | 1cm |  | https://digitalmedia.shop.siemens-healthineers.com/catalog/products/03143492.jpg | https://digitalmedia.shop.siemens-healthineers.com/catalog/products/03143492_3_1280x1280.jpg | [28 empty] | Brand Name |  | Type | Lever+Roller | Size |  | Color |  | Material |  | Dimensions |  | For Use With |  | Length | 6cm | Current Rating | 6A | [109 empty] | 1 Piece | Microswitch | Lever+roller Microswitch |  | https://shop.siemens-healthineers.com/en-us/product/A_03143492 | https://prompt.parts/product/product-3143492-microswitch-1u-hebelrolle-ste-6a/ | https://directmedimaging.com/part/x-ray/siemens/microswitch-1co-leverroller-6a-3143492/ |  |  | Vinutha | 54.55 | 12 | 10
HCPB11_709 | Siemens Medical Solutions | 3144602 |  | Pad | Single Replacement Pad For Head Holder |  | Single Replacement Pad For Head Holder For Better Positioning Of The Patient's Head Within The Head Coil. | 90 Days |  | Magnetom Imp/Exp/Har, Magnetom Symphony syngo MR, Magnetom Harmony syngo MR | 0.794lbs | 16cm | 11cm |  | https://digitalmedia.shop.siemens-healthineers.com/catalog/products/03144602_1_1280x1280.jpg | https://digitalmedia.shop.siemens-healthineers.com/catalog/products/03144602_2_1280x1280.jpg | https://digitalmedia.shop.siemens-healthineers.com/catalog/products/03144602_3_1280x1280.jpg | [27 empty] | Brand Name |  | Type | Single Replacement | Size |  | Color |  | Material |  | Dimensions |  | For Use With | For Head Holder | Length | 27cm | [111 empty] | 1 Piece | Pad | Single Replacement Pad |  | https://shop.siemens-healthineers.com/en-us/product/A_3144602 | https://prompt.parts/product/product-3144602-head-holder-cpl/ | https://directmedimaging.com/part/mri/siemens/head-holder-cpl-3144602/ |  |  | Vinutha | 69.57 | 16 | 7
HCPB11_71 | Datex-Ohmeda | 6050-0005-944 |  | Mask | Connector CC5 Front Mask For Connector Boards and PVX Unit | [9 empty] | https://services.gehealthcare.in/medias?context=bWFzdGVyfHJvb3R8NzY4N3xpbWFnZS9qcGVnfGgyZS9oNGQvODgwMzM0ODIxNzg4Ni5qcGd8ZGUxMmQ4OGNhZWIxN2Y3ZDYzMmRiZjIyNzYwMGY1ODE1NzFjMTY4OWI0MjNmOGQ2NmFjOWQzZWQxZDYxNDBmNw | https://services.gehealthcare.in/medias?context=bWFzdGVyfHJvb3R8ODU0OXxpbWFnZS9qcGVnfGhhOC9oNTkvODgwMzM3MzAyMzI2Mi5qcGd8NWUxYzgxODYyNzRhMjdlMmQyNzEzMDNhYWI0OGEwOGQ5MGE1ZDExNjAxMGVmZWFmN2Y3M2ViN2ExZDU1MjU2YQ | [8 empty] | http://www.frankshospitalworkshop.com/equipment/documents/ecg/service_manuals/Datex%20Ohmeda%20Cardiocap%20-5%20-%20Service%20manual%20(2007).pdf | [6 empty] | Good dimensional accuracy | High impact strength | Advanced and user friendly | Enhanced durability and reliability | [9 empty] | Brand Name |  | Type | Connector CC5 Front | Size |  | Color |  | Material |  | Dimensions |  | For Use With | For Connector Boards and PVX Unit, Datex-Ohmeda Cardiocap™/5 | [114 empty] | Front Mask | Connector CC5 Front Mask |  | https://dev-services.gehealthcare.in/gehcstorefront/p/6050-0005-944 | https://services.gehealthcare.in/gehcstorefront/p/6050-0005-944 |  |  |  | Ashok | 100 | 17 | 0
HCPB11_710 | Siemens Medical Solutions | 3157554 |  | Control Console-x | Touch Screen Control Console-x |  |  | 90 Days |  | AXIOM Artis U, AXIOM Luminos TF, LITHOSTAR Multiline, POLYDOROS SX 65 80, Simulators, UROSKOP ACCESS, VERTIX Solitaire |  |  |  |  | https://www.shopmedparts.com/cdn/shop/files/control-console-x-touch-screen-031575543157554-siemens-777001_800x.jpg?v=1729733117 | https://www.shopmedparts.com/cdn/shop/files/control-console-x-touch-screen-031575543157554-siemens-282201_800x.jpg?v=1729733117 | https://www.shopmedparts.com/cdn/shop/files/control-console-x-touch-screen-031575543157554-siemens-509042_800x.jpg?v=1729733117 | https://www.shopmedparts.com/cdn/shop/files/control-console-x-touch-screen-031575543157554-siemens-103689_800x.jpg?v=1729733117 | https://www.shopmedparts.com/cdn/shop/files/control-console-x-touch-screen-031575543157554-siemens-187369_800x.jpg?v=1729733117 | [25 empty] | Brand Name |  | Type | Touch Screen | Size |  | Color |  | Material |  | Dimensions |  | For Use With | [115 empty] | Control Console-x | Touch Screen Control Console-x |  |  | https://www.shopmedparts.com/products/control-console-x-touch-screen-03157554-3157554-siemens?srsltid=AfmBOopRNZFtdlsucLJS7wTiyoG3P_dnnR0nw_fzXnQG1tGqFJvkDC2C | https://diagnostic-solutions.com/product/siemens-touch-panel-03157554/ |  |  | Vinutha | 61.11 | 11 | 7
HCPB11_711 | Siemens Medical Solutions | 3164514 |  | Adapter | Straight-through (ST) Adapter |  |  | 90 Days |  | Magnetom Symphony Syngo MR, Magnetom Symphony Syngo MR Upgrade, Magnetom Avanto, Magnetom Espree | 0.088lbs | 2cm | 2cm | [31 empty] | Brand Name |  | Type |  | Size |  | Color |  | Material |  | Dimensions |  | For Use With |  | Length | 4cm | Impedance | 50 Ohms | Connector Type | N-type Male, BNC Female | Configuration | Straight-through (ST) | [105 empty] | 1 Piece | Adapter |  |  | https://shop.siemens-healthineers.com/en-us/product/A_3164514 | https://prompt.parts/product/product-3164514-adapter-1p-n-bnc-50r-st/ | https://directmedimaging.com/part/mri/siemens/adapter-1p-n-bnc-50r-st-3164514/ |  |  | Vinutha | 33.33 | 7 | 14
HCPB11_712 | Siemens Medical Solutions | 3468634 |  | Tooth Belt | Tooth Belt |  |  | 90 Days |  | Multix Top, Multix Top Acss, Multix Top Acss P | 0.022lbs | 4cm | 1cm | [31 empty] | Brand Name |  | Type |  | Size |  | Color |  | Material |  | Dimensions |  | For Use With |  | Length | 8cm | Unit of Measure | Meter | [109 empty] | 1 Piece | Tooth Belt |  |  | https://shop.siemens-healthineers.com/en-us/product/A_3468634 | https://prompt.parts/product/product-3468634-tooth-belt-t5-32mm/ | https://directmedimaging.com/part/x-ray/siemens/tooth-belt-t5_32mm_50000mm-3468634/ |  |  | Vinutha | 27.27 | 6 | 16
HCPB11_713 | Siemens Medical Solutions | 3518321 |  | Spring | 3,20x16,00x40,00 Press Spring |  |  | 90 Days |  | Siremobil Compact L, Siremobil Compact L (3), Arcadis Avantic | 0.132lbs | 21cm | 2cm |  | https://digitalmedia.shop.siemens-healthineers.com/catalog/products/03518321.jpg | https://digitalmedia.shop.siemens-healthineers.com/catalog/products/03518321_3_1280x1280.jpg | [28 empty] | Brand Name |  | Type | Press | Size |  | Color |  | Material |  | Dimensions | 3,20x16,00x40,00 | For Use With |  | Length | 27cm | [111 empty] | 1 Piece | Spring | Press Spring |  | https://shop.siemens-healthineers.com/en-us/product/A_03518321 | https://prompt.parts/product/product-3518321-compression-spring/ | https://directmedimaging.com/part/x-ray/siemens/press-spring-320x1600x4000-3518321/ |  |  | Vinutha | 45.45 | 10 | 12
HCPB11_714 | Siemens Medical Solutions | 3774556 |  | Switch | Hand Control Switch |  | Handswitch With Curled Cable To Enable Exposure From A Distance. | 90 Days |  | Multix Top, Multix Top Acss, Multix Top Acss P | 0.220lbs | 20cm | 2cm |  | https://digitalmedia.shop.siemens-healthineers.com/catalog/products/03774556.jpg | https://digitalmedia.shop.siemens-healthineers.com/catalog/products/03774556_2_1280x1280.jpg | https://digitalmedia.shop.siemens-healthineers.com/catalog/products/03774556_3_1280x1280.jpg | [27 empty] | Brand Name |  | Type | Hand Control | Size |  | Color |  | Material |  | Dimensions |  | For Use With |  | Length | 27cm | [111 empty] | 1 Piece | Switch | Hand Control Switch |  | https://shop.siemens-healthineers.com/en-us/product/A_3774556 | https://prompt.parts/product/product-3774556-hand-control/ | https://directmedimaging.com/part/x-ray/siemens/hand-control-3774556/ |  |  | Vinutha | 56.52 | 13 | 10
HCPB11_715 | Siemens Medical Solutions | 3779068 |  | Bracket | Complete Bracket |  |  | 90 Days |  | Siremobil Compact L | 0.452lbs | 5.5cm | 3.5cm |  | https://digitalmedia.shop.siemens-healthineers.com/catalog/products/03779068.jpg | https://digitalmedia.shop.siemens-healthineers.com/catalog/products/03779068_2_1280x1280.jpg | [28 empty] | Brand Name |  | Type | Complete | Size |  | Color |  | Material |  | Dimensions |  | For Use With |  | Length | 8cm | [111 empty] | 1 Piece | Bracket | Complete Bracket |  | https://shop.siemens-healthineers.com/en-us/product/A_03779068 | https://prompt.parts/product/product-3779068-bracket-complete/ | https://directmedimaging.com/part/na/siemens/bracket-cpl-3779068/ |  |  | Vinutha | 61.9 | 13 | 8
HCPB11_716 | Siemens Medical Solutions | 3779704 |  | Moteur | Complete Moteur |  |  | 90 Days |  | Siremobil Compact L, Siremobil Compact L (3), Arcadis Avantic | 0.485lbs | 16cm | 8cm |  | https://digitalmedia.shop.siemens-healthineers.com/catalog/products/03779704_1_1280x1280.jpg | https://digitalmedia.shop.siemens-healthineers.com/catalog/products/03779704_2_1280x1280.jpg | [28 empty] | Brand Name |  | Type | Complete | Size |  | Color |  | Material |  | Dimensions |  | For Use With |  | Length | 27cm | [111 empty] | 1 Piece | Moteur | Complete Moteur |  | https://shop.siemens-healthineers.com/en-us/product/A_3779704 | https://prompt.parts/product/product-3779704-moteur-cpl/ | https://directmedimaging.com/sitewide-search/?query=3779704 |  |  | Vinutha | 52.38 | 11 | 10
HCPB11_717 | Siemens Medical Solutions | 3784498 |  | Spine Array | Spine Array-047 |  |  | 90 Days |  | Magnetom Symphony syngo MR, Magnetom Symphony syngo MR Upgrade | 28.660lbs | 60cm | 46cm |  | https://digitalmedia.shop.siemens-healthineers.com/catalog/products/03784498.jpg | https://digitalmedia.shop.siemens-healthineers.com/catalog/products/03784498_2_1280x1280.jpg | https://digitalmedia.shop.siemens-healthineers.com/catalog/products/03784498_3_1280x1280.jpg | [27 empty] | Brand Name |  | Type |  | Size |  | Color |  | Material |  | Dimensions |  | For Use With |  | Length | 124cm | [111 empty] | 1 Piece | Spine Array |  |  | https://shop.siemens-healthineers.com/en-us/product/A_03784498 | https://prompt.parts/product/product-3784498-spine-array-047/ | https://directmedimaging.com/part/mri/siemens/spine-array-047-3784498/ |  |  | Vinutha | 52.38 | 11 | 10
HCPB11_718 | Siemens Medical Solutions | 3810236 |  | Washer | Silicon Washer |  |  | 90 Days |  | Somatom Definition, Somatom Definition AS, Somatom Definition Sensation Open, Somatom Definition Sensation 40 | 0.004lbs | 2cm | 1cm |  | https://digitalmedia.shop.siemens-healthineers.com/catalog/products/03810236.jpg | [29 empty] | Brand Name |  | Type |  | Size |  | Color |  | Material | Silicon | Dimensions |  | For Use With |  | Length | 2cm | [111 empty] | 1 Piece | Washer | Silicon Washer |  | https://shop.siemens-healthineers.com/en-us/product/A_03810236 | https://prompt.parts/product/product-3810236-silicon-washer/ | https://directmedimaging.com/part/ct/siemens/silicon-washer-3810236/ |  |  | Vinutha | 55 | 11 | 9
HCPB11_719 | Siemens Medical Solutions | 3861221 |  | Control Tool | Pressure Control Tool |  |  | 90 Days |  | Magnetom Avanto, Magnetom Espree, Magnet System OR76 | 0.243lbs | 24cm | 3cm |  | https://digitalmedia.shop.siemens-healthineers.com/catalog/products/03861221.jpg | https://digitalmedia.shop.siemens-healthineers.com/catalog/products/03861221_2_1280x1280.jpg | https://digitalmedia.shop.siemens-healthineers.com/catalog/products/03861221_3_1280x1280.jpg | [27 empty] | Brand Name |  | Type | Pressure | Size |  | Color |  | Material |  | Dimensions |  | For Use With |  | Length | 37cm | [111 empty] | 1 Piece | Control Tool | Pressure Control Tool |  | https://shop.siemens-healthineers.com/en-us/product/A_03861221 | https://prompt.parts/product/product-3861221-pressure-control-tool/ | https://directmedimaging.com/part/mri/siemens/pressure-control-tool-3861221/ |  |  | Vinutha | 59.09 | 13 | 9
HCPB11_72 | Datex-Ohmeda | 6600-0202-700 |  | Assembly | Hand Hole Latch Assembly For 1000, 2000 Care Plus Incubators |  | The incubator is an enclosed apparatus used for premature babies or neonates to provide warmth in a controlled and protective environment. It combines microprocessor control with effective thermal conditions and features like doors that allow access from either side, displays, controls to access the incubator and a bed manifold with a mattress. The Hand Hole Latch Assembly uses hand holes which provide easy access to infants in the incubator at the sides. It holds the doors securely shut. It is comprised of a piston, housing, compression spring, end cap, latch pin, lever and retaining rings. The assembly opens and closes based on spring and piston operation such that the doors swing open upon pressing the latch. It has good thermal properties and is corrosive resistant, thus ensuring a safety operation of the incubator. | [7 empty] | https://services.gehealthcare.in/medias?context=bWFzdGVyfGltYWdlc3wzOTM1OXxpbWFnZS9qcGVnfGltYWdlcy9oZjgvaDgwLzg3OTYzMDkyOTEwMzguanBnfDgxZjBiYzZmMTNjM2Y0OTYyNDAyYjA4OGJjYWIyNzU1MDcxNWMzY2Q3NzQ0ZmE1NWY3MGNkMjg3OWJiMzkwZGY | [16 empty] | Smooth movement | Low noise | Does not have any burrs or sharp edges | Tough and impact resistant | [9 empty] | Brand Name |  | Type | Hand Hole Latch | Size |  | Color |  | Material |  | Dimensions |  | For Use With | For 1000, 2000 Care Plus Incubators | [114 empty] | Latch Assembly | Hand Hole Latch Assembly | Care Plus Incubators Latch Assembly | https://services.gehealthcare.in/gehcstorefront/p/6600-0202-700 |  |  |  |  | Ashok | 100 | 16 | 0
HCPB11_720 | Siemens Medical Solutions | 4007873 |  | Coolant Gemisch | Coolant Gemisch |  |  | 90 Days |  | Artis zee FA, Artis zee Ceiling, Artis zee multi-Purpose, Artis zee BA | 6.184lbs | 11.5cm | 20cm |  | https://digitalmedia.shop.siemens-healthineers.com/catalog/products/04007873_1_1280x1280.jpg | [29 empty] | Brand Name |  | Type |  | Size |  | Color |  | Material |  | Dimensions |  | For Use With |  | Length | 15cm | [111 empty] | 1 Piece | Coolant Gemisch |  |  | https://shop.siemens-healthineers.com/en-us/product/A_4007873 | https://prompt.parts/product/product-4007873-coolant-glycomix-40-g/ | https://directmedimaging.com/part/x-ray/siemens/coolant-gemisch-4007873/ |  |  | Vinutha | 36.84 | 7 | 12
HCPB11_721 | Siemens Medical Solutions | 4349721 |  | Assembly | 10 Turn 10k Pot Cable Assembly |  |  | 90 Days |  | E.CAM gantry single head v3.0, E.CAM gantry Dual Head v3.7, E.CAM gantry Dual Head v3.0lnt | 0.551lbs | 16cm | 8cm |  | https://digitalmedia.shop.siemens-healthineers.com/catalog/products/04349721.jpg | https://digitalmedia.shop.siemens-healthineers.com/catalog/products/04349721_2_1280x1280.jpg | [28 empty] | Brand Name |  | Type | Cable | Size |  | Color |  | Material |  | Dimensions |  | For Use With |  | Length | 27cm | Resistance | 10kohm | Turns | 10-Turn mechanism | [107 empty] | 1 Piece | Cable Assembly | 10k Pot Cable Assembly |  | https://shop.siemens-healthineers.com/en-us/product/A_04349721 | https://prompt.parts/product/product-4349721-cbl-asm-10-turn-10k-pot/ | https://directmedimaging.com/part/na/siemens/cbl-asm-10-turn-10k-pot-4349721/ |  |  | Vinutha | 52.17 | 12 | 11
HCPB11_722 | Siemens Medical Solutions | 4352816 |  | Encoder | Absolute Angle Encoder With A 2000 Counts Per Revolution (CPR) |  |  | 90 Days |  | E.CAM gantry single head v3.0, E.CAM gantry Dual Head v3.7, E.CAM gantry Dual Head v3.0lnt | 0.595lbs | 16cm | 8cm |  | https://digitalmedia.shop.siemens-healthineers.com/catalog/products/04352816.jpg | https://digitalmedia.shop.siemens-healthineers.com/catalog/products/04352816_2_1280x1280.jpg | https://digitalmedia.shop.siemens-healthineers.com/catalog/products/04352816_3_1280x1280.jpg | [27 empty] | Brand Name |  | Type | Absolute Angle | Size |  | Color |  | Material |  | Dimensions |  | For Use With |  | Length | 27cm | With | With A 2000 Counts Per Revolution (CPR) | [109 empty] | 1 Piece | Encoder | Absolute Angle Encoder |  | https://shop.siemens-healthineers.com/en-us/product/A_04352816 | https://prompt.parts/product/product-4352816-angl-encod-abs-2000cpr/ | https://directmedimaging.com/part/na/siemens/angl-encod-abs-2000cpr-4352816/ |  |  | Vinutha | 56.52 | 13 | 10
HCPB11_723 | Siemens Medical Solutions | 4353962 |  | Assembly | E.Cam Hand Control Assembly |  |  | 90 Days |  | E.CAM gantry single head v3.0, E.CAM gantry Dual Head v3.7, E.CAM gantry Dual Head v3.0lnt | 1.653lbs | 25cm | 11cm |  | https://digitalmedia.shop.siemens-healthineers.com/catalog/products/04353962_1_1280x1280.jpg | https://digitalmedia.shop.siemens-healthineers.com/catalog/products/04353962_2_1280x1280.jpg | https://digitalmedia.shop.siemens-healthineers.com/catalog/products/04353962_3_1280x1280.jpg | [27 empty] | Brand Name |  | Type | E.Cam Hand Control | Size |  | Color |  | Material |  | Dimensions |  | For Use With |  | Length | 36cm | [111 empty] | 1 Piece | Hand Control Assembly | E.Cam Hand Control Assembly |  | https://shop.siemens-healthineers.com/en-us/product/A_04353962 | https://prompt.parts/product/product-4353962-hand-control-assembly-e-cam/ | https://directmedimaging.com/part/na/siemens/hand-control-assembly-e-cam-4353962/ |  |  | Vinutha | 59.09 | 13 | 9
HCPB11_724 | Siemens Medical Solutions | 4406120 |  | Filters | Set Of CU Filters |  |  | 90 Days |  | Multix Top, Multix Top Acss, Multix Top Acss P | 2.513lbs | 24.5cm | 6.5cm |  | https://digitalmedia.shop.siemens-healthineers.com/catalog/products/04406120.jpg | https://digitalmedia.shop.siemens-healthineers.com/catalog/products/04406120_2_1280x1280.jpg | [28 empty] | Brand Name |  | Type | Set Of CU | Size |  | Color |  | Material |  | Dimensions |  | For Use With |  | Length | 33cm | [111 empty] | 1 Piece | Filters | Set Of CU Filters |  | https://shop.siemens-healthineers.com/en-us/product/A_04406120 | https://prompt.parts/product/product-4406120-set-of-cu-filters/ | https://directmedimaging.com/part/x-ray/siemens/set-of-cu-filters-4406120/ |  |  | Vinutha | 57.14 | 12 | 9
HCPB11_725 | Siemens Medical Solutions | 4683439 |  | Rocker Switch | 250Vac 6A Rocker Switch |  |  | 90 Days |  | Multix Top, Multix Top Acss, Multix Top Acss P | 0.022lbs | 2cm | 1cm |  | https://digitalmedia.shop.siemens-healthineers.com/catalog/products/04683439.jpg | [29 empty] | Brand Name |  | Type |  | Size |  | Color |  | Material |  | Dimensions |  | For Use With |  | Length | 3cm | Voltage Rating | 250Vac | Current Rating | 6A | [107 empty] | 1 Piece | Switch | Rocker Switch |  | https://shop.siemens-healthineers.com/en-us/product/A_04683439 | https://prompt.parts/product/product-4683439-rockerswitch-1c-o-250vac-6a-sw/ | https://directmedimaging.com/part/x-ray/siemens/rockerswitch-1c-o-250vac-6a-sw-4683439/ |  |  | Vinutha | 40.91 | 9 | 13
HCPB11_726 | Siemens Medical Solutions | 4697611 |  | Battery | 6V 0.85AH 15x25 Lithium Battery |  |  | 90 Days |  | Multix Top, Multix Top Acss, Multix Top Acss P | 0.088lbs | 4.5cm | 2cm |  | https://digitalmedia.shop.siemens-healthineers.com/catalog/products/04697611.jpg | https://digitalmedia.shop.siemens-healthineers.com/catalog/products/04697611_2_1280x1280.jpg | https://digitalmedia.shop.siemens-healthineers.com/catalog/products/04697611_3_1280x1280.jpg | [27 empty] | Brand Name |  | Type | Lithium | Size |  | Color |  | Material |  | Dimensions | 15x25 | For Use With |  | Length | 7.5cm | Voltage Rating | 6V | Capacity | 0.85AH | [107 empty] | 1 Piece | Battery | Lithium Battery |  | https://shop.siemens-healthineers.com/en-us/product/A_04697611 | https://prompt.parts/product/product-4697611-lithium-battery-36v-0-85ah-1525/ | https://directmedimaging.com/part/x-ray/siemens/lithium-battery-36v-0-8ah-1525-4697611/ |  |  | Vinutha | 52 | 13 | 12
HCPB11_727 | Siemens Medical Solutions | 4699682 |  | Device Plug | 39-Pin Mix Straight Circular Connector Device Plug |  |  | 90 Days |  | Siremobil Compact L, Siremobil Compact L (3), Arcadis Avantic | 1.146lbs | 20cm | 11cm |  | https://digitalmedia.shop.siemens-healthineers.com/catalog/products/04699682_1_1280x1280.jpg | https://digitalmedia.shop.siemens-healthineers.com/catalog/products/04699682_2_1280x1280.jpg | https://digitalmedia.shop.siemens-healthineers.com/catalog/products/04699682_3_1280x1280.jpg | [27 empty] | Brand Name |  | Type | Mix Straight Circular Connector | Size |  | Color |  | Material |  | Dimensions |  | For Use With |  | Length | 30cm | Number of Pins | 39 | [109 empty] | 1 Piece | Plug | Device Plug | Mix Straight Circular Connector Device Plug | https://shop.siemens-healthineers.com/en-us/product/A_04699682 | https://prompt.parts/product/product-4699682-device-plug-39p-mix-st-cr/ | https://directmedimaging.com/part/x-ray/siemens/device-plug-39p-mix-st-cr-4699682/ |  |  | Vinutha | 50 | 12 | 12
HCPB11_728 | Siemens Medical Solutions | 4757238 |  | Head Phone | Head Phone For Patients |  | Allows For Noise Cancelllation And Communication With Patients At The Same Time. | 90 Days |  | Magnetom Imp/Exp/Har, Magnetom Symphony syngo MR, Magnetom Symphony syngo MR Upgrade | 2.866lbs | 31cm | 25.5cm |  | https://digitalmedia.shop.siemens-healthineers.com/catalog/products/04757238_1_1280x1280.jpg | https://digitalmedia.shop.siemens-healthineers.com/catalog/products/04757238_2_1280x1280.jpg | https://digitalmedia.shop.siemens-healthineers.com/catalog/products/04757238_3_1280x1280.jpg | [27 empty] | Brand Name |  | Type |  | Size |  | Color |  | Material |  | Dimensions |  | For Use With | For Patients | Length | 41cm | [111 empty] | 1 Piece | Head Phone | Patients Head Phone |  | https://shop.siemens-healthineers.com/en-us/product/A_04757238 | https://prompt.parts/product/product-4757238-head-phone/ | https://directmedimaging.com/part/mri/siemens/head-phone-d-4757238/ |  |  | Vinutha | 72.73 | 16 | 6
HCPB11_729 | Siemens Medical Solutions | 4761065 |  | Phantom | D240mm Large Spherical Phantom For MRI Scanner |  |  | 90 Days | [6 empty] | https://www.blockimaging.com/hubfs/Parts/4761065-large-spherical-phantom-for-siemens-closed-mri-1.jpg | [29 empty] | Brand Name |  | Type | Large Spherical | Size |  | Color |  | Material |  | Dimensions |  | For Use With | For MRI Scanner | Diameter | 240mm | [112 empty] | Phantom | Large Spherical Phantom | MRI Scanner Phantom |  | https://www.blockimaging.com/parts/4761065-siemens-mri-large-spherical-phantom | https://directmedimaging.com/part/mri/siemens/phantom-spherical-d240-4761065/ |  |  | Lakshmi | 72.22 | 13 | 5
HCPB11_73 | Datex-Ohmeda | 6600-0810-501 |  | Bracket | Gray Fold Down End Bracket For Ohio® Infant Warmer Systems | [19 empty] | https://meditegic.com/6600-0810-501-brkt-end-fold-down/ | [19 empty] | Brand Name |  | Type | End Fold Down | Size |  | Color | Gray | Material |  | Dimensions |  | For Use With | For Ohio® Infant Warmer Systems | [114 empty] | Bracket | Fold Down End Bracket | Fold Down Bracket |  | https://meditegic.com/6600-0810-501-brkt-end-fold-down/ | https://www.cna-medical.com/product-p/6600-0810-501.htm |  |  | Ashok | 100 | 13 | 0
HCPB11_730 | Siemens Medical Solutions | 4762451 |  | Phantom Holder | Small Spherical Phantom Holder For MRI Scanner |  |  |  |  | Avanto/Espree/Symphony TIM System |  |  |  |  | https://suntronixmedicalimaging.com/wp-content/uploads/2021/12/4762451-1.jpg | [29 empty] | Brand Name |  | Type | Small Spherical | Size |  | Color |  | Material |  | Dimensions |  | For Use With | For MRI Scanner | [114 empty] | Phantom Holder | Small Spherical Phantom Holder | MRI Scanner Phantom Holder |  | https://suntronixmedicalimaging.com/product/siemens-phantom-holder-4762451/ |  |  |  | Lakshmi | 52.94 | 9 | 8
HCPB11_731 | Siemens Medical Solutions | 4763210 |  | Controller Board | Controller Board For MRI Scanner |  |  | 90 Days | [6 empty] | https://www.blockimaging.com/hubfs/Parts/4763210-a51402Fa514-controller-board-for-siemens-closed-mri-2.jpg | https://www.blockimaging.com/hubfs/Parts/4763210-a51402Fa514-controller-board-for-siemens-closed-mri-4.jpg | https://www.blockimaging.com/hubfs/Parts/4763210-a51402Fa514-controller-board-for-siemens-closed-mri-1.jpg | [27 empty] | Brand Name |  | Type |  | Size |  | Color |  | Material |  | Dimensions |  | For Use With | For MRI Scanner | Standards | A5140 | [112 empty] | Controller Board | MRI Scanner Controller Board |  |  | https://www.blockimaging.com/parts/4763210-siemens-mri-a5140-a514-controller-board | https://directmedimaging.com/part/mri/siemens/controller-a5140-4763210/ |  |  | Lakshmi | 63.16 | 12 | 7
HCPB11_732 | Siemens Medical Solutions | 4763640 |  | Temperature Sensor | Temperature Sensor For MRI Scanner |  |  | 90 Days |  | Magnetom |  |  |  |  | https://www.medicaloutfittersparts.com/web/image/product.product/6307/image_1024/%5B4763640%5D%20Siemens%20Magnetom%20Temperature%20Sensor%2C%20PN%204763640?unique=75b2d36 | [29 empty] | Brand Name |  | Type |  | Size |  | Color |  | Material |  | Dimensions |  | For Use With | For MRI Scanner | [114 empty] | Sensor | Temperature Sensor | MRI Scanner Temperature Sensor |  | https://www.medicaloutfittersparts.com/shop/4763640-siemens-magnetom-temperature-sensor-pn-4763640-19066 | https://directmedimaging.com/part/mri/siemens/temp-sensor-kit-k2206-2195-4763640/ |  |  | Lakshmi | 50 | 9 | 9
HCPB11_733 | Siemens Medical Solutions | 4763780 |  | Power Supply | 230V Power Supply For MRI Scanner |  |  | 30 Days |  | Symphony/Harmony |  |  |  |  | https://www.medspares.com/sites/default/files/product_images/img_0601_1.jpg | [29 empty] | Brand Name |  | Type |  | Size |  | Color |  | Material |  | Dimensions |  | For Use With | For MRI Scanner | Voltage Rating | 230V | [112 empty] | Power Supply | MRI Scanner Power Supply |  |  | https://www.medspares.com/products/power-supply-siemens-symphonyharmony-mri-scanner-4763780 |  |  |  | Lakshmi | 69.23 | 9 | 4
HCPB11_734 | Siemens Medical Solutions | 4763806 |  | Shim Module | PC Assy 2360 Shim Module For MRI Scanner |  |  | 90 Days | [6 empty] | https://www.blockimaging.com/hubfs/Parts/4763806-shim-module-for-siemens-closed-mri-1.jpg | https://www.blockimaging.com/hubfs/Parts/4763806-shim-module-for-siemens-closed-mri-3.jpg | [28 empty] | Brand Name |  | Type | PC Assy 2360 | Size |  | Color |  | Material |  | Dimensions |  | For Use With | For MRI Scanner | [114 empty] | Shim Module | PC Assy 2360 Shim Module | MRI Scanner Shim Module |  | https://www.blockimaging.com/parts/4763806-siemens-mri-shim-module | https://directmedimaging.com/part/mri/siemens/pc-assy-2360-shim-module-tested-ate-4763806/ |  |  | Lakshmi | 61.11 | 11 | 7
HCPB11_735 | Siemens Medical Solutions | 4775792 |  | Data Display Monitor | Data Display Monitor For Cath/Angio |  |  | 90 Days | [6 empty] | https://www.blockimaging.com/hubfs/Parts/DSC_2726.jpg | https://www.blockimaging.com/hubfs/Parts/DSC_2729.jpg | https://www.blockimaging.com/hubfs/Parts/DSC_2730.jpg | https://www.blockimaging.com/hubfs/Parts/DSC_2731.jpg | [26 empty] | Brand Name |  | Type |  | Size |  | Color |  | Material |  | Dimensions |  | For Use With | For Cath/Angio | [114 empty] | Data Display Monitor | Cath/Angio Data Display Monitor |  |  | https://www.blockimaging.com/parts/4775792-siemens-cath-angio-data-display-monitor | https://directmedimaging.com/part/na/siemens/data-display-ddis-4775792/ |  |  | Lakshmi | 58.82 | 10 | 7
HCPB11_736 | Siemens Medical Solutions | 4777038 |  | Pedal | Pedal For Biplane Foot Switch |  |  | 90 Days | [6 empty] | https://www.blockimaging.com/hubfs/Parts/4777038-biplane-foot-pedal-for-siemens-cath2Fangio-2.jpg | https://www.blockimaging.com/hubfs/Parts/4777038-biplane-foot-pedal-for-siemens-cath2Fangio-1.jpg | [28 empty] | Brand Name |  | Type |  | Size |  | Color |  | Material |  | Dimensions |  | For Use With | For Cath/Angio, Biplane Foot Switch | [114 empty] | Pedal | Foot Switch Pedal | Biplane Foot Switch Pedal |  | https://parts.blockimaging.com/4777038-biplane-foot-pedal-for-siemens-cathangio | https://directmedimaging.com/part/x-ray/siemens/foot-switch-biplane-for-artis-4777038/ |  |  | Lakshmi | 29.41 | 5 | 12
HCPB11_737 | Siemens Medical Solutions | 4795501 |  | Service Connector | Service Connector For MRI Scanner |  |  | 90 Days |  | Harmony | [34 empty] | Brand Name |  | Type |  | Size |  | Color |  | Material |  | Dimensions |  | For Use With | For MRI Scanner | [114 empty] | Service Connector | MRI Scanner Service Connector |  |  | https://www.blockimaging.com/parts/4795501-siemens-mri-service-connector | https://directmedimaging.com/part/mri/siemens/service-connector-01-4795501/ |  |  | Lakshmi | 60 | 9 | 6
HCPB11_738 | Siemens Medical Solutions | 5210468 |  | Window Rail | Window Rail For Molecular Imaging |  |  | 90 Days |  | H2 e.cam Signature Series Nu | [34 empty] | Brand Name |  | Type |  | Size |  | Color |  | Material |  | Dimensions |  | For Use With | For Molecular Imaging | [114 empty] | Window Rail | MRI Scanner Service Connector |  |  | https://www.blockimaging.com/parts/5210468-siemens-molecular-imaging-window-rail-h2-e-cam-signature-series-nu | https://directmedimaging.com/part/na/siemens/window-rail-h2-5210468/ |  |  | Lakshmi | 56.25 | 9 | 7
HCPB11_739 | Siemens Medical Solutions | 5228312 |  | Window Rail | Window Rail for Molecular Imaging |  |  |  |  | e.cam | [34 empty] | Brand Name |  | Type |  | Size |  | Color |  | Material |  | Dimensions |  | For Use With | [115 empty] | Window Rail | Molecular Imaging Window Rail |  |  | https://www.blockimaging.com/parts/5228312-siemens-molecular-imaging-window-rail |  |  |  | Lakshmi | 42.86 | 6 | 8
HCPB11_74 | Datex-Ohmeda | 6600-1162-500 |  | Bracket | Stainless Steel Chassis Motor Bracket For Giraffe® Incubator | [9 empty] | https://services.gehealthcare.in/medias/6600-1162-500.jpg?context=bWFzdGVyfGltYWdlc3w1OTM1NHxpbWFnZS9qcGVnfGFXMWhaMlZ6TDJneU5DOW9Zak12T0RnME1UQXlPRFV6TkRNd01pNXFjR2N8NjNjNmMzMjA3ZWRhOTY3Y2RjNTlhZDhmNGJhYTcxMzZkNTA1NjM3NWUxYWMzYWU2Y2FlZTNhYzQ5MzI2Y2MzYw | https://services.gehealthcare.in/medias/6600-1162-500-P2.jpg?context=bWFzdGVyfGltYWdlc3w1MjM5N3xpbWFnZS9qcGVnfGFXMWhaMlZ6TDJoa015OW9OekV2T0RnME1UQTFOamt4TVRNNU1DNXFjR2N8NGVkZTRhM2ZhNTlhZjIzY2M1YWY5NWJhYzgwYjBmNTcyYjc5NWQ5MDAzMjYyYzk5ZDEwOGY5MDNmZWYwYzE0NA | [8 empty] | http://www.frankshospitalworkshop.com/equipment/documents/infant_incubators/service_manuals/Datex-Ohmeda%20Giraffe%20Incubator%20-%20Service%20manual.pdf | [6 empty] | High quality stainless steel bracket | Excellent corrosion resistance | Durable | Longer life span | [9 empty] | Brand Name |  | Type | Chassis Motor | Size |  | Color |  | Material | Stainless Steel | Dimensions |  | For Use With | For Giraffe® Incubator | [114 empty] | Motor Bracket | Chassis Motor Bracket |  | https://dev-services.gehealthcare.in/gehcstorefront/p/6600-1162-500 | https://services.gehealthcare.in/gehcstorefront/p/6600-1162-500 |  |  |  | Ashok | 100 | 18 | 0
HCPB11_740 | Siemens Medical Solutions | 5228346 |  | End Cap | Front Right End Cap For E-Cam Detector Tub |  |  | 90 Days | [6 empty] | https://www.medicaloutfittersparts.com/web/image/product.product/13540/image_1024/%5B5228346%5D%20Siemens%20E-Cam%20Detector%20Tub%20Front%20Right%20End%20Cap%2C%20PN%205228346?unique=24c7896 | https://www.medicaloutfittersparts.com/web/image/product.image/4044/image_1024/Siemens%20E-Cam%20Detector%20Tub%20Front%20Right%20End%20Cap%2C%20PN%205228346?unique=24c7896 | https://www.medicaloutfittersparts.com/web/image/product.image/4045/image_1024/Siemens%20E-Cam%20Detector%20Tub%20Front%20Right%20End%20Cap%2C%20PN%205228346?unique=24c7896 | [27 empty] | Brand Name |  | Type | Front Right | Size |  | Color |  | Material |  | Dimensions |  | For Use With | For E-Cam Detector Tub | [114 empty] | End Cap | Front Right End Cap | E-Cam Detector Tub End Cap |  | https://www.medicaloutfittersparts.com/shop/5228346-siemens-e-cam-detector-tub-front-right-end-cap-pn-5228346-26307 | https://directmedimaging.com/part/na/siemens/front-right-end-cap-5228346/ |  |  | Lakshmi | 63.16 | 12 | 7
HCPB11_741 | Siemens Medical Solutions | 5228361 |  | End Cap | Front Left End Cap For E-Cam Detector Tub |  |  | 90 Days | [6 empty] | https://www.medicaloutfittersparts.com/web/image/product.product/13536/image_1024/%5B5228361%5D%20Siemens%20E-Cam%20Detector%20Tub%20Front%20Left%20End%20Cap%2C%20PN%205228361?unique=19590e9 | https://www.medicaloutfittersparts.com/web/image/product.image/4048/image_1024/Siemens%20E-Cam%20Detector%20Tub%20Front%20Left%20End%20Cap%2C%20PN%205228361?unique=19590e9 | https://www.medicaloutfittersparts.com/web/image/product.image/4049/image_1024/Siemens%20E-Cam%20Detector%20Tub%20Front%20Left%20End%20Cap%2C%20PN%205228361?unique=19590e9 | [27 empty] | Brand Name |  | Type | Front Left | Size |  | Color |  | Material |  | Dimensions |  | For Use With | For E-Cam Detector Tub | [114 empty] | End Cap | Front Left End Cap | E-Cam Detector Tub End Cap |  | https://www.medicaloutfittersparts.com/shop/5228361-siemens-e-cam-detector-tub-front-left-end-cap-pn-5228361-26303 | https://directmedimaging.com/sitewide-search/?query=5228361 |  |  | Lakshmi | 63.16 | 12 | 7
HCPB11_742 | Siemens Medical Solutions | 5238717 |  | PHS Pallet Pad | PHS Pallet Pad For X-Ray | [39 empty] | Brand Name |  | Type |  | Size |  | Color |  | Material |  | Dimensions |  | For Use With | For X-Ray | [114 empty] | PHS Pallet Pad | X-Ray PHS Pallet Pad |  |  | https://www.novarium.net/vendita/prodotto/?pid=24073103372602 |  |  |  | Lakshmi | 25 | 4 | 12
HCPB11_743 | Siemens Medical Solutions | 5487819 |  | Grease | Silicone Grease For Oncology Care | [39 empty] | Brand Name |  | Type |  | Size |  | Color |  | Material | Silicone | Dimensions |  | For Use With | For Oncology Care | [114 empty] | Grease | Silicone Grease | Oncology Care Silicone Grease |  | https://pmbiomedical.com/products/img_parts_grease-silicone_106700 |  |  |  | Lakshmi | 56.25 | 9 | 7
HCPB11_744 | Siemens Medical Solutions | 05514737 |  | Knee Cushion Outside | Knee Cushion Outside For MRI Scanner |  | <p>Positioning aid for the knee examination</p> | 90 Days |  | MAGNETOM Harmony System |  | 30cm | 25cm |  | https://digitalmedia.shop.siemens-healthineers.com/catalog/products/05514737_1_1280x1280.jpg | https://digitalmedia.shop.siemens-healthineers.com/catalog/products/05514737_2_1280x1280.jpg | https://digitalmedia.shop.siemens-healthineers.com/catalog/products/05514737_3_1280x1280.jpg | [27 empty] | Brand Name |  | Type |  | Size |  | Color |  | Material |  | Dimensions |  | For Use With | For MRI Scanner | Length | 50cm | [110 empty] | 1.66kg |  | Knee Cushion Outside | MRI Scanner Knee Cushion Outside |  | https://www.shop.siemens-healthineers.com/en-in/product/A_05514737 | https://prompt.parts/product/product-5514737-knee-cushion-outside/ | https://directmedimaging.com/part/mri/siemens/knee-cushion-outside-5514737/ |  |  | Lakshmi | 45.83 | 11 | 13
HCPB11_745 | Siemens Medical Solutions | 05568469 |  | Patient Mattress | Patient Mattress For Rad Room |  | Radiolucent table pad with a heavy-duty, soft, light-colored plastic cover that is easy to clean. The soft cushion allows comfortable patient positioning and repositioning. To prevent the pad from sliding during head-up positions, the straps of the patient table pad can be attached to the grip protection rail at the head end. The soft cushion allows comfortable patient positioning and repositioning | 90 Days |  | Luminos RF Classic/MULTIX Fusion/Max YSIO System |  | 40cm | 36cm |  | https://digitalmedia.shop.siemens-healthineers.com/catalog/products/05568469_1_1280x1280.jpg | [29 empty] | Brand Name |  | Type |  | Size |  | Color |  | Material |  | Dimensions |  | For Use With | For Rad Room | Length | 60cm | [110 empty] | 2.5kg |  | Mattress | Patient Mattress | Rad Room Patient Mattress | https://www.shop.siemens-healthineers.com/en-in/product/A_05568469 | https://prompt.parts/product/product-5568469-patient-mattress/ | https://directmedimaging.com/part/x-ray/siemens/patient-mattress-5568469/ |  |  | Lakshmi | 61.9 | 13 | 8
HCPB11_746 | Siemens Medical Solutions | 5670745 |  | Potentiometer | 2W 10kohm CPL Potentiometer For Rad Room |  |  |  |  | AXIOM Aristos MX | 1kg | 7cm | 5cm |  | https://partsdesk24.com/cdn/shop/files/2db4809b-16db-498c-910b-d5c9929fb661-image.jpg?v=1743685740&width=950 | https://partsdesk24.com/cdn/shop/files/eb58d5f5-7968-4a0c-87c5-e93410c7d9f7-image.jpg?v=1743685740&width=950 | [28 empty] | Brand Name |  | Type |  | Size | 3cm | Color |  | Material |  | Dimensions |  | For Use With | For Rad Room | Power Rating | 2W | Resistance | 10kohm | [110 empty] | Potentiometer | CPL Potentiometer | Rad Room CPL Potentiometer |  | https://shop.m-e-d.at/products/potentiometer-2-w-10-kohm-complete-5670745 | https://partsdesk24.com/products/siemens-axiom-aristos-mx-rad-room-40000633 |  |  | Lakshmi | 70.83 | 17 | 7
HCPB11_747 | Siemens Medical Solutions | 5726349 | D12 | Regulator Board | D12 Regulator Board For MRI Scanner |  |  | 90 Days |  | Symphony |  |  |  |  | https://www.blockimaging.com/hubfs/Parts/34111_5726349%20(2).jpg | https://www.blockimaging.com/hubfs/Parts/34111_5726349%20(3).jpg | https://www.blockimaging.com/hubfs/Parts/34111_5726349%20(4).jpg | https://www.blockimaging.com/hubfs/Parts/34111_5726349%20(5).jpg | [26 empty] | Brand Name |  | Type |  | Size |  | Color |  | Material |  | Dimensions |  | For Use With | For MRI Scanner | [114 empty] | Board | Regulator Board | MRI Scanner Regulator Board |  | https://www.blockimaging.com/parts/5726349-siemens-mri-d12-regulator-board | https://directmedimaging.com/part/mri/siemens/regulator-d12-5726349/ |  |  | Lakshmi | 71.43 | 15 | 6
HCPB11_748 | Siemens Medical Solutions | 5765966 |  | High Voltage Tank | High Voltage Tank For HV Generator |  |  | 90 Days |  | Mammomat | [34 empty] | Brand Name |  | Type |  | Size |  | Color |  | Material |  | Dimensions |  | For Use With | For Mammography, HV Generator | [114 empty] | Tank | High Voltage Tank | Generator High Voltage Tank |  | https://www.blockimaging.com/parts/5765966-siemens-mammography-hv-generator-high-voltage-tank | https://directmedimaging.com/part/x-ray/siemens/h-v-generator-5765966/ |  |  | Lakshmi | 62.5 | 10 | 6
HCPB11_749 | Siemens Medical Solutions | 5892380 |  | Pre Filter Assembly | Pre Filter Assembly For R/F Room |  |  | 90 Days |  | Axiom | [34 empty] | Brand Name |  | Type |  | Size |  | Color |  | Material |  | Dimensions |  | For Use With | For R/F Room | [114 empty] | Pre Filter Assembly | R/F Room Pre Filter Assembly |  |  | https://www.blockimaging.com/parts/5892380-siemens-r-f-room-pre-filter-assembly | https://directmedimaging.com/part/x-ray/siemens/pre-filter-axiom-si-rev-0-5892380/ |  |  | Lakshmi | 56.25 | 9 | 7
HCPB11_75 | Datex-Ohmeda | 6600-1363-500 |  | Latch | Bed Locking Latch For Giraffe™ Hybrid and Giraffe™ Incubator | [19 empty] | http://www.frankshospitalworkshop.com/equipment/documents/infant_incubators/service_manuals/Datex-Ohmeda%20Giraffe%20Incubator%20-%20Service%20manual.pdf | [6 empty] | High quality locking latch | Extremely low and high temperature range | High strength | Lightweight | [9 empty] | Brand Name |  | Type | Bed Locking | Size |  | Color |  | Material |  | Dimensions |  | For Use With | For Giraffe™ Hybrid and Giraffe™ Incubator | [114 empty] | Locking Latch | Bed Locking Latch | Incubator Locking Latch | https://dev-services.gehealthcare.in/gehcstorefront/p/6600-1363-500 | https://services.gehealthcare.in/gehcstorefront/p/6600-1363-500 |  |  |  | Ashok | 100 | 16 | 0
HCPB11_750 | Siemens Medical Solutions | 5915801 |  | ECC Cable | ECC Cable For Cath Lab/Angio |  |  | 90 Days |  | Artis Zee/Axiom Artis | [34 empty] | Brand Name |  | Type |  | Size |  | Color |  | Material |  | Dimensions |  | For Use With | For Cath Lab/Angio | [114 empty] | Cable | ECC Cable | Cath Lab/Angio ECC Cable |  | https://www.mediram.net/5915801-ecc-cable |  |  |  | Lakshmi | 60 | 9 | 6
HCPB11_751 | Siemens Medical Solutions | 6615392 |  | Proximity Switch | Proximity Switch For X-Ray |  |  | 90 Days | [36 empty] | Brand Name |  | Type |  | Size |  | Color |  | Material |  | Dimensions |  | For Use With | For X-Ray | [114 empty] | Proximity Switch | X-Ray Proximity Switch |  |  | https://directmedimaging.com/part/x-ray/siemens/proximity-switch-6615392/ |  |  |  | Lakshmi | 33.33 | 5 | 10
HCPB11_752 | Siemens Medical Solutions | 6635721 |  | Potentiometer | C-Arm Rotation Potentiometer For X-Ray |  |  | 90 Days |  | Artis T | [34 empty] | Brand Name |  | Type | C-Arm Rotation | Size |  | Color |  | Material |  | Dimensions |  | For Use With | For X-Ray | [114 empty] | Potentiometer | C-Arm Rotation Potentiometer | X-Ray C-Arm Rotation Potentiometer |  | https://directmedimaging.com/part/x-ray/siemens/pot-c-arm-rot-artis-t-6635721/ |  |  |  | Lakshmi | 56.25 | 9 | 7
HCPB11_753 | Siemens Medical Solutions | 06644541 |  | ECG Trunk Cable | 3.8m L 10-Lead IEC2 ECG Trunk Cable with 14-Pole REDEL Plug For Angio Lab |  |  | 90 Days |  | AXIOM Sensis XP System |  | 24cm | 3cm |  | https://digitalmedia.shop.siemens-healthineers.com/catalog/products/06644541_1_1280x1280.jpg | [29 empty] | Brand Name |  | Type |  | Size |  | Color |  | Material |  | Dimensions |  | For Use With | For Angio Lab | Length | 3.8m | Number of Leads | 10 | Standards | IEC2 | With | 14-Pole REDEL Plug | [104 empty] | 0.4kg |  | Cable | ECG Trunk Cable | ECG Trunk Cable with 14-Pole REDEL Plug | https://www.shop.siemens-healthineers.com/en-in/product/A_06644541 | https://prompt.parts/product/product-6644541-ecg-trunkcable-3-8m-iec2/ | https://directmedimaging.com/part/x-ray/siemens/ecg-trunkcable-3-8m-iec2-6644541/ |  |  | Lakshmi | 56.52 | 13 | 10
HCPB11_754 | Siemens Medical Solutions | 06644590 |  | Electrode Cable Kit | 1m L 5-Lead IEC1W Electrode Cable Kit with Grabbers For Cath Lab |  |  | 90 Days |  | AXIOM Sensis XP System |  | 24.5cm | 6.5cm |  | https://digitalmedia.shop.siemens-healthineers.com/catalog/products/06644590_1_1280x1280.jpg | [29 empty] | Brand Name |  | Type | Standard Limb Lead | Size |  | Color |  | Material |  | Dimensions |  | For Use With | For Cath Lab | Length | 1m | Number of Leads | 5 | Standards | IEC1W | With | Grabbers, 5-Position Cover | [104 empty] | 0.35kg |  | Cable Kit | Electrode Cable Kit | Electrode Cable Kit with Grabbers | https://www.shop.siemens-healthineers.com/en-in/product/A_06644590 | https://prompt.parts/product/product-6644590-std-limb-lead-cab-grab-kit-iec1w/ | https://directmedimaging.com/part/x-ray/siemens/std-limb-lead-cab-grab-kit-iec1w-6644590/ |  |  | Lakshmi | 56.52 | 13 | 10
HCPB11_755 | Siemens Medical Solutions | 7008852 |  | Insert | V1 Lead Calibration Insert For Cath/Angio |  |  | 90 Days | [6 empty] | https://www.blockimaging.com/hubfs/Parts/7008852-v1-lead-calibration-insert-for-siemens-cath2Fangio-1.jpg | [29 empty] | Brand Name |  | Type | V1 Lead Calibration | Size |  | Color |  | Material |  | Dimensions |  | For Use With | For Cath/Angio | [114 empty] | Insert | Lead Insert | V1 Lead Calibration Insert |  | https://www.blockimaging.com/parts/7008852-siemens-cath-angio-v1-lead-calibration-insert | https://directmedimaging.com/part/x-ray/siemens/lead-insert-20x20-calibration-7008852/ |  |  | Lakshmi | 55.56 | 10 | 8
HCPB11_756 | Siemens Medical Solutions | 7042315 |  | Sensor | 3D Force Sensor For X-Ray |  |  | 90 Days |  | YSIO |  |  |  |  | https://www.blockimaging.com/hubfs/Parts/60992_7042315%20(3).jpg | https://www.blockimaging.com/hubfs/Parts/60992_7042315%20(5).jpg | https://www.blockimaging.com/hubfs/Parts/60992_7042315%20(2).jpg | https://www.blockimaging.com/hubfs/Parts/60992_7042315%20(4).jpg | [26 empty] | Brand Name |  | Type | 3D Force | Size |  | Color |  | Material |  | Dimensions |  | For Use With | For X-Ray | [114 empty] | Sensor | 3D Force Sensor | X-Ray 3D Force Sensor |  | https://www.blockimaging.com/parts/7042315-siemens-x-ray-3d-force-sensor | https://directmedimaging.com/part/x-ray/siemens/3d-force-sensor-7042315/ |  |  | Lakshmi | 65 | 13 | 7
HCPB11_757 | Siemens Medical Solutions | 7043644 |  | Hand Grip | Hand Grip For X-Ray With Button |  |  | 90 Days |  | YSIO |  |  |  |  | https://directmedimaging.com/wp-content/uploads/parts/7043644.1.jpg | [29 empty] | Brand Name |  | Type |  | Size |  | Color |  | Material |  | Dimensions |  | For Use With | For X-Ray | With | Button | [112 empty] | Hand Grip | X-Ray Hand Grip | Hand Grip With Button |  | https://www.blockimaging.com/parts/7043644-siemens-x-ray-hand-grip-with-button | https://directmedimaging.com/part/x-ray/siemens/spare-part-hand-grip-with-button-7043644/ |  |  | Lakshmi | 44.44 | 8 | 10
HCPB11_758 | Siemens Medical Solutions | 7044899 |  | Assembly | 3D Stop Assembly For X-Ray |  |  | 90 Days | [36 empty] | Brand Name |  | Type | 3D Stop | Size |  | Color |  | Material |  | Dimensions |  | For Use With | For X-Ray | [114 empty] | 3D Stop Assembly | X-Ray 3D Stop Assembly |  |  | https://www.blockimaging.com/parts/7044899-siemens-x-ray-3d-stop-assembly | https://directmedimaging.com/part/x-ray/siemens/stop-assembly-3d-v-kpl-7044899/ |  |  | Lakshmi | 50 | 8 | 8
HCPB11_759 | Siemens Medical Solutions | 7046787 |  | Motor CPL | Motor CPL For X-Ray | [39 empty] | Brand Name |  | Type |  | Size |  | Color |  | Material |  | Dimensions |  | For Use With | For X-Ray | [114 empty] | Motor CPL | X-Ray Motor CPL |  |  | https://unity-imaging.com/product/7046787-motor-cpl-siemens/ |  |  |  | Lakshmi | 12.5 | 2 | 14
HCPB11_76 | Datex-Ohmeda | 6600-1807-500 |  | Panel | Rigid East/West Door Panel With Porthole For Giraffe™ Incubator |  | The Door Panel E/W is made up of an Acrylite GP material. This material is chosen because of having better weather resistance than other types of plastics. It can withstand in various weather conditions like sunlight, extreme cold, sudden temperature changes, salt water spray and other harsh condition. The light weight of the material allows the operator to handle it easily. The good expansion and contraction of the material offers sustainability in many type of weather condition. The expansion of the material will be 3 times as much as metals and 8 times as much as glass. It has high impact resistance, which means the material has the ability to withstand the sudden shock or intense force. This can be used in temperature range from 0 0° C (0 0° F) to 93 0° C (200 0° F). This door is one of the major component in bed and side panel assembly. This is being used as a side wall in Giraffe™ incubator. This door has two porthole cutout on it. These two cutout will be enclosed by porthole door. The born babies can be accessed easily using this porthole doors. | [7 empty] | https://services.gehealthcare.in/medias?context=bWFzdGVyfGltYWdlc3w0MTg0NXxpbWFnZS9qcGVnfGltYWdlcy9oYmYvaDk1Lzg3OTYzMTMyMjMxOTguanBnfGU3OWMxN2RjOWY1YjQwMzJjMDk5NzNhNmI0ZjJkMmYxZTVkMzQyOTBkMzhiYmQ0NTJlMjBhZjkyZDdhODhkY2U | [9 empty] | http://www.frankshospitalworkshop.com/equipment/documents/infant_incubators/service_manuals/Datex-Ohmeda%20Giraffe%20Incubator%20-%20Service%20manual.pdf | [6 empty] | No burrs and sharp edges | Lightweight | High impact resistance | [10 empty] | Brand Name |  | Type | Rigid East/West Door | Size |  | Color |  | Material |  | Dimensions |  | For Use With | For Giraffe™ Incubator | With | With Porthole | [112 empty] | Door Panel | East/West Door Panel | Door Panel With Porthole | https://dev-services.gehealthcare.in/gehcstorefront/p/6600-1807-500 |  |  |  |  | Ashok | 100 | 17 | 0
HCPB11_760 | Siemens Medical Solutions | 07098150 |  | Wedge Cushion | Wedge Cushion For MRI Scanner |  | Cushion that can be used for comfortable positioning of patients during examination | 90 Days |  | MAGNETOM Sola System |  | 26cm | 11cm |  | https://digitalmedia.shop.siemens-healthineers.com/catalog/products/07098150_1_1280x1280.jpg | [29 empty] | Brand Name |  | Type |  | Size |  | Color |  | Material |  | Dimensions |  | For Use With | For MRI Scanner | Length | 31cm | [110 empty] | 0.27kg |  | Cushion | Wedge Cushion | MRI Scanner Wedge Cushion | https://www.shop.siemens-healthineers.com/en-in/product/A_07098150 | https://prompt.parts/product/product-7098150-wedge-pad/ | https://directmedimaging.com/part/mri/siemens/wedge-pad-7098150/ |  |  | Lakshmi | 59.09 | 13 | 9
HCPB11_761 | Siemens Medical Solutions | 7121267 |  | Heat Exchanger Fan | Heat Exchanger Fan For MRI Scanner |  |  | 90 Days | [6 empty] | https://www.medicaloutfittersparts.com/web/image/product.product/4338/image_1024/%5B7121267%5D%20Siemens%20MRI%20Heat%20Exchanger%20Fan%2C%20PN%207121267?unique=75b2d36 | [29 empty] | Brand Name |  | Type |  | Size |  | Color |  | Material |  | Dimensions |  | For Use With | For MRI Scanner | [114 empty] | Fan | Heat Exchanger Fan | MRI Scanner Heat Exchanger Fan |  | https://www.medicaloutfittersparts.com/shop/7121267-siemens-mri-heat-exchanger-fan-pn-7121267-17072 | https://directmedimaging.com/part/na/na/ccs-fan-replacement-fan-7121267-replacement/ |  |  | Lakshmi | 58.82 | 10 | 7
HCPB11_762 | Siemens Medical Solutions | 7125086 | D115 | Board | D115 Starting Device Board For CT Scanner |  |  | 90 Days |  | Emotion |  |  |  |  | https://www.blockimaging.com/hubfs/Parts/16464_7125086%20(2).jpg | https://www.blockimaging.com/hubfs/Parts/16464_7125086%20(3).jpg | https://www.blockimaging.com/hubfs/Parts/16464_7125086%20(4).jpg | https://www.blockimaging.com/hubfs/Parts/16464_7125086%20(5).jpg | [26 empty] | Brand Name |  | Type | Starting Device | Size |  | Color |  | Material |  | Dimensions |  | For Use With | For CT Scanner | [114 empty] | Board | Starting Device Board | CT Scanner Starting Device Board |  | https://parts.blockimaging.com/7125086-starting-device-ct-d115-for-siemens-ct | https://directmedimaging.com/part/x-ray/siemens/starting-device-ct-d115-7125086/ |  |  | Lakshmi | 80.95 | 17 | 4
HCPB11_763 | Siemens Medical Solutions | 7358489 |  | Silicon Detector-ST | Silicon Detector-ST For Linear Accelerator |  |  |  |  | XRD 1640 AG9 | [34 empty] | Brand Name |  | Type |  | Size |  | Color |  | Material |  | Dimensions |  | For Use With | For Linear Accelerator | [114 empty] | Silicon Detector-ST | Linear Accelerator Detector | Linear Accelerator Silicon Detector |  | https://armesol.com/en/rxyotros/ | https://www.dotmed.com/listing/linear-accelerator/siemens/7358489/4666646 |  |  | Lakshmi | 50 | 9 | 9
HCPB11_764 | Siemens Medical Solutions | 7366771 |  | Screwdriver | Screwdriver For MRI Machine | [39 empty] | Brand Name |  | Type |  | Size |  | Color |  | Material |  | Dimensions |  | For Use With | For MRI Machine | [114 empty] | Screwdriver | MRI Machine Screwdriver |  |  | https://shop.m-e-d.at/products/screwdriver-7366771 | https://in.bimedis.com/p-item/parts-of-mri-machine-siemens-p-n-7366771-2032218 |  |  | Lakshmi | 53.33 | 8 | 7
HCPB11_765 | Siemens Medical Solutions | 7387892 | D6 | Interface Board | D6 LWL_INT Interface Board For MRI Scanner |  |  | 90 Days |  | Espree |  |  |  |  | https://www.blockimaging.com/hubfs/Parts/7387892-lwl_int-d6-interface-board-for-siemens-closed-mri-1.jpg | https://www.blockimaging.com/hubfs/Parts/7387892-lwl_int-d6-interface-board-for-siemens-closed-mri-3.jpg | https://www.blockimaging.com/hubfs/Parts/7387892-lwl_int-d6-interface-board-for-siemens-closed-mri-4.jpg | https://www.blockimaging.com/hubfs/Parts/7387892-lwl_int-d6-interface-board-for-siemens-closed-mri-5.jpg | https://www.blockimaging.com/hubfs/Parts/7387892-lwl_int-d6-interface-board-for-siemens-closed-mri-6.jpg | [25 empty] | Brand Name |  | Type | LWL_INT | Size |  | Color |  | Material |  | Dimensions |  | For Use With | For MRI Scanner | [114 empty] | Interface Board | MRI Scanner Interface Board |  |  | https://www.blockimaging.com/parts/7387892-siemens-mri-lwl-int-d6-interface-board | https://directmedimaging.com/sitewide-search/?query=7387892 |  |  | Lakshmi | 71.43 | 15 | 6
HCPB11_766 | Siemens Medical Solutions | 7390391 |  | AMC Rack+BackPlane | AMC Rack+BackPlane For MRI Scanner |  |  | 90 Days |  | Avanto | [34 empty] | Brand Name |  | Type |  | Size |  | Color |  | Material |  | Dimensions |  | For Use With | For MRI Scanner | [114 empty] | AMC Rack+BackPlane | MRI Scanner AMC Rack+BackPlane |  |  | https://www.medicaloutfittersparts.com/shop/7390391-siemens-mri-avanto-amc-rack-backplane-pn-7390391-28949 | https://directmedimaging.com/part/mri/siemens/amc-rackbackplane-7390391/ |  |  | Lakshmi | 56.25 | 9 | 7
HCPB11_767 | Siemens Medical Solutions | 7395176 |  | Brush Kit | Carbon Low Voltage Brush Kit For CT Scanner |  |  |  |  | Somatom/Sensation System |  |  |  |  | https://suntronixmedicalimaging.com/wp-content/uploads/2017/02/P1280344.jpg | [29 empty] | Brand Name |  | Type | Low Voltage | Size |  | Color |  | Material | Carbon | Dimensions |  | For Use With | For CT Scanner | [114 empty] | Carbon Brush Kit | Low Voltage Brush Kit | CT Scanner Brush Kit |  | https://suntronixmedicalimaging.com/product/siemens-brushes-7395176/ |  |  |  | Lakshmi | 55.56 | 10 | 8
HCPB11_768 | Siemens Medical Solutions | 7395234 |  | W-W Flow Sensor | W-W Flow Sensor For CT Scanner |  |  | 90 Days |  | Somatom Cooling System |  |  |  |  | https://www.medicaloutfittersparts.com/web/image/product.product/7223/image_1024/%5B7395234%5D%20Siemens%20CT%20Somatom%20Cooling%20System%20W-W%20Flow%20Sensor%2C%20PN%207395234?unique=75b2d36 | [29 empty] | Brand Name |  | Type |  | Size |  | Color |  | Material |  | Dimensions |  | For Use With | For CT Scanner | [114 empty] | Flow Sensor | W-W Flow Sensor | CT Scanner W-W Flow Sensor |  | https://www.medicaloutfittersparts.com/shop/7395234-siemens-ct-somatom-cooling-system-w-w-flow-sensor-pn-7395234-19982 | https://directmedimaging.com/part/ct/siemens/flow-sensor-7395234/ |  |  | Lakshmi | 64.71 | 11 | 6
HCPB11_769 | Siemens Medical Solutions | 7395424 |  | Control Board | Control Board For CT Scanner |  |  | 90 Days |  | Sensation |  |  |  |  | https://www.blockimaging.com/hubfs/Parts/31973%20(4).jpg | https://www.blockimaging.com/hubfs/Parts/31973%20(2).jpg | https://www.blockimaging.com/hubfs/Parts/31973%20(3).jpg | https://www.blockimaging.com/hubfs/Parts/31973%20(5).jpg | [26 empty] | Brand Name |  | Type |  | Size |  | Color |  | Material |  | Dimensions |  | For Use With | For CT Scanner | [114 empty] | Control Board | CT Scanner Control Board |  |  | https://parts.blockimaging.com/7395424-control-board-for-siemens-ct | https://directmedimaging.com/part/ct/siemens/control-board-7395424/ |  |  | Lakshmi | 68.42 | 13 | 6
HCPB11_77 | Datex-Ohmeda | 884101 |  | Tube | 3m L Yellow Disposable Spirometry Tube For S/5TM Compact Airway Module | [9 empty] | https://services.gehealthcare.in/medias/884101-Spirometry-Tubes-Disposable-3m-Yellow-1.jpg?context=bWFzdGVyfGltYWdlc3w2MjAyNnxpbWFnZS9qcGVnfGFXMWhaMlZ6TDJoaU55OW9OREV2T0RrNU16TTJPRFkzTURJek9DNXFjR2N8Yzc0OGRlNzU3MThjZThhZWU4YTlhMjc1NDMyNjFiODMxNjNiOTU1YzQ2NDAxZjY3YzMzY2IyNmMyNGNmZDMxYw | [9 empty] | https://documents.cdn.ifixit.com/MWy6erwfPqikghfp.pdf | [6 empty] | Our family of patient spirometry accessories are for monitoring airway gases, spirometry and gas exchange/metabolics | They are ventilator independent and obtain patient values proximally at the patient airway | [11 empty] | Brand Name |  | Type | Spirometry | Size |  | Color | Yellow | Material |  | Dimensions |  | For Use With | For S/5TM Compact Airway Module | Usage | Disposable | Length | 3m | [110 empty] | Spirometry Tube | Disposable Spirometry Tube | Airway Module Spirometry Tube | https://dev-services.gehealthcare.in/gehcstorefront/p/884101 | https://services.gehealthcare.in/gehcstorefront/p/884101 |  |  |  | Ashok | 100 | 18 | 0
HCPB11_770 | Siemens Medical Solutions | 7395432 |  | Temperature Sensor | Temperature Sensor For CT Scanner |  |  | 90 Days |  | Sensation |  |  |  |  | https://www.blockimaging.com/hubfs/Parts/7395432_26601.jpg | [29 empty] | Brand Name |  | Type |  | Size |  | Color |  | Material |  | Dimensions |  | For Use With | For CT Scanner | [114 empty] | Sensor | Temperature Sensor | CT Scanner Temperature Sensor |  | https://www.blockimaging.com/parts/7395432-siemens-ct-temperature-sensor | https://directmedimaging.com/part/ct/siemens/temperature-sensor-7395432/ |  |  | Lakshmi | 64.71 | 11 | 6
HCPB11_771 | Siemens Medical Solutions | 7395440 |  | Abrasive Cleaner | Abrasive Cleaner For CT Scanner |  |  | 90 Days | [36 empty] | Brand Name |  | Type |  | Size |  | Color |  | Material |  | Dimensions |  | For Use With | For CT Scanner | [114 empty] | Cleaner | Abrasive Cleaner | CT Scanner Abrasive Cleaner |  | https://www.blockimaging.com/parts/7395440-siemens-other-abrasive-cleaner | https://directmedimaging.com/part/ct/siemens/abrasive-cleaner-8065-7395440/ |  |  | Lakshmi | 47.06 | 8 | 9
HCPB11_772 | Siemens Medical Solutions | 7396364 |  | ECG Cable | ECG Cable For CT Scanner |  |  | 90 Days |  | Sensation |  |  |  |  | https://www.blockimaging.com/hubfs/Parts/25610_7396364%20(2).jpg | [29 empty] | Brand Name |  | Type |  | Size |  | Color |  | Material |  | Dimensions |  | For Use With | For CT Scanner | [114 empty] | Cable | ECG Cable | CT Scanner ECG Cable |  | https://www.blockimaging.com/parts/7396364-siemens-ct-ecg-cable | https://directmedimaging.com/part/ct/siemens/ecg-cable-eu-7396364/ |  |  | Lakshmi | 64.71 | 11 | 6
HCPB11_773 | Siemens Medical Solutions | 07445682 |  | Headrest | 1234 L x 123 W x 12mm Thk Headrest For CT Scanner |  | Headrest with 15° inclination. Can be used with all patient tables. | 90 Days |  | AR.C/AR.T/AR.TX Definition System |  | 123mm |  |  | https://digitalmedia.shop.siemens-healthineers.com/catalog/products/07445682_1_1280x1280.jpg | [29 empty] | Brand Name |  | Type |  | Size |  | Color |  | Material |  | Dimensions |  | For Use With | For CT Scanner | Length | 1234mm | Thickness | 12mm | With | 15° Inclination | [106 empty] | 0.3kg |  | Headrest | CT Scanner Headrest |  | https://www.shop.siemens-healthineers.com/en-in/product/A_07445682 | https://prompt.parts/product/product-7445682-head-rest-15aa-f-head-support/ | https://directmedimaging.com/part/ct/siemens/head-rest-15-degrees-f-head-suppor-7445682/ |  |  | Lakshmi | 80 | 16 | 4
HCPB11_774 | Siemens Medical Solutions | 07445757 |  | Belt Set | Belt Set For PET/CT |  | Restraint strap set for the safe positioning of even obese patients on the patient table. Can only be used with the following tables: Patient table P10, PHS P10/P15, PHS-1A and PHS-1B | 90 Days |  | Biograph Mct/Flow Sensation 10 16 40 64/Cardiac64 Open 2 System |  | 26cm | 11cm |  | https://digitalmedia.shop.siemens-healthineers.com/catalog/products/07445757_1_1280x1280.jpg | [29 empty] | Brand Name |  | Type |  | Size |  | Color |  | Material |  | Dimensions |  | For Use With | For PET/CT | Length | 31cm | Set Containes | (1) 07445765 700 L x 50mm W Chin Strap, (1) 07445773 700 L x 30mm W Chin Strap, (1) 07445781 1800 L x 200mm W Patient Belt, (2) 08156465 1650 L x 100mm W Fixing Strap, (3) 08905239 700 L x 30mm W Fleece Tape | [108 empty] | 0.71kg |  | Belt Set | PET/CT Belt Set |  | https://www.shop.siemens-healthineers.com/en-in/product/A_07445757 | https://prompt.parts/product/product-7445757-belt-set/ | https://directmedimaging.com/part/ct/siemens/belt-set-7445757/ |  |  | Lakshmi | 57.14 | 12 | 9
HCPB11_775 | Siemens Medical Solutions | 07453892 |  | Patient Pad | Patient Pad For Urology |  |  | 90 Days |  | Uroscop Access/Uroscop Omnia/Omnia Max System |  | 78cm | 10cm |  | https://digitalmedia.shop.siemens-healthineers.com/catalog/products/07453892_1_1280x1280.jpg | https://digitalmedia.shop.siemens-healthineers.com/catalog/products/07453892_2_1280x1280.jpg | [28 empty] | Brand Name |  | Type |  | Size |  | Color |  | Material |  | Dimensions |  | For Use With | For Urology | Length | 122cm | [110 empty] | 5kg |  | Pad | Patient Pad | Urology Patient Pad | https://www.shop.siemens-healthineers.com/en-in/product/A_07453892 | https://prompt.parts/product/product-7453892-patient-pad-access-e/ | https://directmedimaging.com/part/x-ray/siemens/patient-pad-access-e-7453892/ |  |  | Lakshmi | 66.67 | 14 | 7
HCPB11_776 | Siemens Medical Solutions | 07461127 |  | APD Compressor Adsorber | APD Compressor Adsorber For MRI Scanner |  | Oil filter to prevent contamination of MR refrigeration unit. Recommended replacement interval every 2 years. |  |  | MAGNETOM Amira System |  | 22cm | 25cm |  | https://digitalmedia.shop.siemens-healthineers.com/catalog/products/07461127.jpg | [29 empty] | Brand Name |  | Type |  | Size |  | Color |  | Material |  | Dimensions |  | For Use With | For MRI Scanner | Length | 58cm | [110 empty] | 0.5kg |  | Adsorber | APD Compressor Adsorber | MRI Scanner APD Compressor Adsorber | https://www.shop.siemens-healthineers.com/en-in/product/A_07461127 | https://prompt.parts/product/product-7461127-apd-compressor-adsorber-f70-hc-10/ |  |  |  | Lakshmi | 63.16 | 12 | 7
HCPB11_777 | Siemens Medical Solutions | 7462380 | D400 | Board | D400 Board For CT Scanner |  |  | 90 Days | [6 empty] | https://www.blockimaging.com/hubfs/Parts/14123_7462380%20(2).jpg | https://www.blockimaging.com/hubfs/Parts/14123_7462380%20(3).jpg | https://www.blockimaging.com/hubfs/Parts/14123_7462380%20(4).jpg | https://www.blockimaging.com/hubfs/Parts/14123_7462380%20(5).jpg | [26 empty] | Brand Name |  | Type |  | Size |  | Color |  | Material |  | Dimensions |  | For Use With | For CT Scanner | [114 empty] | Board | CT Scanner Board |  |  | https://www.blockimaging.com/parts/7462380-siemens-ct-d400-board | https://directmedimaging.com/part/ct/siemens/d400-7462380/ |  |  | Lakshmi | 73.68 | 14 | 5
HCPB11_778 | Siemens Medical Solutions | 7541845 |  | HV Cable Set | HV Cable Set For CT Scanner |  |  | 90 Days |  | Sensation |  |  |  |  | https://www.blockimaging.com/hubfs/Parts/31998_7541845%20(2).jpg | [29 empty] | Brand Name |  | Type |  | Size |  | Color |  | Material |  | Dimensions |  | For Use With | For CT Scanner | [114 empty] | Cable Set | HV Cable Set | CT Scanner HV Cable Set |  | https://www.blockimaging.com/parts/7541845-siemens-ct-hv-cable-set | https://directmedimaging.com/part/ct/siemens/hv-cable-set-7541845/ |  |  | Lakshmi | 64.71 | 11 | 6
HCPB11_779 | Siemens Medical Solutions | 7546802 |  | Water Hose Set | DN40x5m Water Hose Set For MRI System |  |  | 90 Days |  | Magnetom 7T ant 9.4T/Magnetom Avanto 1.5T/Magnetom Espree/Magnetom Symphony A TIM | [34 empty] | Brand Name |  | Type |  | Size | DN40 | Color |  | Material |  | Dimensions |  | For Use With | For MRI System | Length | 5m | [112 empty] | Hose Set | Water Hose Set | MRI System Water Hose Set |  | https://www.mediram.net/7546802-water-hose-set-dn40-5m |  |  |  | Lakshmi | 58.82 | 10 | 7
HCPB11_78 | Datex-Ohmeda | 897010-S |  | Filter | Highly Flexible Filter For F-CM1, S/5TM Compact Anesthesia Monitor | [9 empty] | https://services.gehealthcare.in/medias/897010-S-P1.jpg?context=bWFzdGVyfGltYWdlc3w0MTA5OTR8aW1hZ2UvanBlZ3xhVzFoWjJWekwyaGlNQzlvTlRNdk9EZzJPVFk1TmpFME16TTVNQzVxY0djfGY5NzU1NmJjYmFkYmM1MjZjZGI2NWE4M2Q0MDc0NjA3MzMxYmIxODQxODNjYzFiYjNmNDRiYzY3NTk4M2JiMDQ | https://services.gehealthcare.in/medias/897010-S-P2.jpg?context=bWFzdGVyfGltYWdlc3w1MzU2MTZ8aW1hZ2UvanBlZ3xhVzFoWjJWekwyZ3hNeTlvWkdZdk9EZzJPVGMzT1RZd016UTROaTVxY0djfGQ1NGU4Y2JlOTI2YzI3NTJmZDBlOWRmMmVlNWIzZmQ2NWJjNjljN2Q0Mjk1ODk2NjMzNGIyZjlkZjc5ZDFhNTY | https://services.gehealthcare.in/medias/897010-S-T1.jpg?context=bWFzdGVyfGltYWdlc3wxMDA1MjUwfGltYWdlL2pwZWd8YVcxaFoyVnpMMmhoTXk5b05Ua3ZPRGcyT1RnMk1qTXdPVGt4T0M1cWNHY3xkYjE2Y2VhMzYzNzI0YjE4ZTg2NTg5NzJmMWU3YTA0YmUyMTYyNzZiODgzOWIyMWRjN2ZiY2ZlMDA1OTU0Njc1 | [7 empty] | http://www.frankshospitalworkshop.com/equipment/documents/ecg/service_manuals/Datex-Ohmeda_S-5_Anaesthetic_Monitor_-_Technical_reference_manual_(2006).pdf | [6 empty] | Ideal for dusty conditions as it can arrest dust without affecting the performance much | Outstanding dust holding capacity | Low density | [10 empty] | Brand Name |  | Type | Highly Flexible | Size |  | Color |  | Material |  | Dimensions |  | For Use With | For F-CM1, S/5TM Compact Anesthesia Monitor | [114 empty] | Flexible Filter | Highly Flexible Filter |  | https://dev-services.gehealthcare.in/gehcstorefront/p/897010-S | https://services.gehealthcare.in/gehcstorefront/p/897010-S |  |  |  | Ashok | 100 | 17 | 0
HCPB11_780 | Siemens Medical Solutions | 7563021 | D100 | Rectifier Board | D100 Rectifier Board For MRI Scanner |  |  | 90 Days |  | Espree |  |  |  |  | https://www.blockimaging.com/hubfs/Parts/57984_7563021%20(2).jpg | https://www.blockimaging.com/hubfs/Parts/57984_7563021%20(3).jpg | https://www.blockimaging.com/hubfs/Parts/57984_7563021%20(4).jpg | https://www.blockimaging.com/hubfs/Parts/57984_7563021%20(5).jpg | [26 empty] | Brand Name |  | Type |  | Size |  | Color |  | Material |  | Dimensions |  | For Use With | For MRI Scanner | [114 empty] | Board | Rectifier Board | MRI Scanner Rectifier Board |  | https://www.blockimaging.com/parts/7563021-siemens-mri-d100-rectifier-board | https://directmedimaging.com/part/mri/siemens/d100-rectifier-board-7563021/ |  |  | Lakshmi | 71.43 | 15 | 6
HCPB11_781 | Siemens Medical Solutions | 07582062 |  | Flat Cushion | 83 L x 72cm W Flat Cushion For MRI Scanner |  | This cushion is used for better patient comfort on the patient table | 90 Days |  | MAGNETOM Espree System |  | 72cm |  |  | https://digitalmedia.shop.siemens-healthineers.com/catalog/products/07582062_1_1280x1280.jpg | https://digitalmedia.shop.siemens-healthineers.com/catalog/products/07582062_2_1280x1280.jpg | [28 empty] | Brand Name |  | Type |  | Size |  | Color |  | Material |  | Dimensions |  | For Use With | For MRI Scanner | Length | 83cm | [110 empty] | 4.7kg |  | Cushion | Flat Cushion | MRI Scanner Flat Cushion | https://www.shop.siemens-healthineers.com/en-in/product/A_07582062 | https://prompt.parts/product/product-7582062-table-cushion-1/ | https://directmedimaging.com/part/mri/siemens/table-cushion-1-7582062/ |  |  | Lakshmi | 59.09 | 13 | 9
HCPB11_782 | Siemens Medical Solutions | 7582260 |  | ACR Phantom Holder | ACR Phantom Holder For MRI Scanner |  |  | 90 Days |  | Symphony |  |  |  |  | https://www.blockimaging.com/hubfs/Parts/50725_7582260%20(2).jpg | https://www.blockimaging.com/hubfs/Parts/50725_7582260%20(4).jpg | https://www.blockimaging.com/hubfs/Parts/50725_7582260%20(5).jpg | https://www.blockimaging.com/hubfs/Parts/50725_7582260%20(6).jpg | [26 empty] | Brand Name |  | Type |  | Size |  | Color |  | Material |  | Dimensions |  | For Use With | For MRI Scanner | [114 empty] | ACR Phantom Holder | MRI Scanner ACR Phantom Holder |  |  | https://www.blockimaging.com/parts/7582260-siemens-mri-acr-phantom-holder | https://directmedimaging.com/part/mri/siemens/phantom_holder_acr-7582260/ |  |  | Lakshmi | 68.42 | 13 | 6
HCPB11_783 | Siemens Medical Solutions | 7717163 |  | HV Dummy Plug | HV Dummy Plug For Cath/Angio Lab |  |  | 90 Days |  | Artis zee | [34 empty] | Brand Name |  | Type |  | Size |  | Color |  | Material |  | Dimensions |  | For Use With | For Cath/Angio Lab | [114 empty] | HV Dummy Plug | Cath/Angio Lab HV Dummy Plug |  |  | https://www.dotmed.com/listing/cath-angio-lab/siemens/artis-zee/7717163/4729529 | https://directmedimaging.com/part/x-ray/siemens/hv-dummy-plugs-7717163/ |  |  | Lakshmi | 56.25 | 9 | 7
HCPB11_784 | Siemens Medical Solutions | 7717809 | D600 | PCB | D600 PCB For A100/Cath/Angio |  |  | 90 Days | [36 empty] | Brand Name |  | Type |  | Size |  | Color |  | Material |  | Dimensions |  | For Use With | For A100, Cath/Angio | [114 empty] | PCB | Cath/Angio PCB |  |  | https://www.blockimaging.com/parts/7717809-siemens-cath-angio-pcb-d600-board | https://directmedimaging.com/part/x-ray/siemens/pcb-d600-for-a100-7717809/ |  |  | Lakshmi | 62.5 | 10 | 6
HCPB11_785 | Siemens Medical Solutions | 7729523 |  | Service Kit | Service Kit For COUCH P30 Potentiometer |  |  | 90 Days | [6 empty] | https://www.medicaloutfittersparts.com/web/image/product.product/5471/image_1024/%5B7729523%2C%207411098%2C%205800987%5D%20Siemens%20Service%20Kit%20Potentiometer%2C%20R710%2C%20PN%207729523%2C%207411098?unique=75b2d36 | [29 empty] | Brand Name |  | Type |  | Size |  | Color |  | Material |  | Dimensions |  | For Use With | For COUCH P30 Potentiometer | [114 empty] | Service Kit | Potentiometer Service Kit |  |  | https://www.medicaloutfittersparts.com/shop/7729523-7411098-5800987-siemens-service-kit-potentiometer-r710-pn-7729523-7411098-18214 | https://directmedimaging.com/part/ct/siemens/service-kitpotentiometer-couch-p30-7729523/ |  |  | Lakshmi | 56.25 | 9 | 7
HCPB11_786 | Siemens Medical Solutions | 7755114 | VEGA 650 K 600096/B | Power Supply | VEGA 650 K 600096/B AC-DC Power Supply For CT Scanner |  |  | 90 Days |  | Sensation | [34 empty] | Brand Name |  | Type | AC-DC | Size |  | Color |  | Material |  | Dimensions |  | For Use With | For CT Scanner | [114 empty] | Power Supply | AC-DC Power Supply | CT Scanner AC-DC Power Supply |  | https://www.blockimaging.com/parts/7755114-siemens-ct-ac-dc-vega-650-k-600096-b-power-supply | https://directmedimaging.com/part/ct/siemens/ac-dc-vega650-k60096-b-7755114/ |  |  | Lakshmi | 72.22 | 13 | 5
HCPB11_787 | Siemens Medical Solutions | 7758522 | 2654 | Helium Remote Display | 2654 Helium Remote Display For MRI Scanner |  |  | 90 Days | [6 empty] | https://www.blockimaging.com/hubfs/Parts/60646_7758522%20(2).jpg | https://www.blockimaging.com/hubfs/Parts/60646_7758522%20(3).jpg | https://www.blockimaging.com/hubfs/Parts/60646_7758522%20(4).jpg | https://www.blockimaging.com/hubfs/Parts/60646_7758522%20(5).jpg | https://www.blockimaging.com/hubfs/Parts/60646_7758522%20(6).jpg | [25 empty] | Brand Name |  | Type |  | Size |  | Color |  | Material |  | Dimensions |  | For Use With | For MRI Scanner | [114 empty] | Display | Helium Remote Display | MRI Scanner Helium Remote Display |  | https://www.blockimaging.com/parts/7758522-siemens-mri-helium-remote-display-2654 | https://directmedimaging.com/part/mri/siemens/helium-remote-display-2654-7758522/ |  |  | Lakshmi | 68.18 | 15 | 7
HCPB11_788 | Siemens Medical Solutions | 7763803 |  | Grease | Molub-Alloy 936 Grease For Rad Room | [39 empty] | Brand Name |  | Type |  | Size |  | Color |  | Material | Molub-Alloy 936 | Dimensions |  | For Use With | For Rad Room | [114 empty] | Grease | Molub-Alloy 936 Grease |  |  | https://www.dotmed.com/listing/rad-room/siemens/7763803/4664458 |  |  |  | Lakshmi | 53.85 | 7 | 6
HCPB11_789 | Siemens Medical Solutions | 7835270 |  | LE/ME Collimator Drawer Asm Symbia | LE/ME Collimator Drawer Asm Symbia |  |  | 90 Days | [36 empty] | Brand Name |  | Type |  | Size |  | Color |  | Material |  | Dimensions |  | For Use With | [115 empty] | LE/ME Collimator Drawer Asm Symbia |  |  |  | https://directmedimaging.com/part/na/siemens/le-me-collimator-drawer-asm-symbia-7835270/ |  |  |  | Lakshmi | 21.43 | 3 | 11
HCPB11_79 | Datex-Ohmeda | 898419 |  | Sticker | English Front Panel Sticker For S/5 M-Nestpr Module | [9 empty] | https://services.gehealthcare.in/medias/898419-P1.jpg?context=bWFzdGVyfGltYWdlc3wxNTI3NDd8aW1hZ2UvanBlZ3xhVzFoWjJWekwyZzNNaTlvTW1Rdk9EazFNekl3TlRNMU9EWXlNaTVxY0djfGQ2ZWMzODg0MzkzMjk3ZDhmNjFlOTg4YTQ4NzU3ZGNiZDY2ODgzNTdlMzlkYjM0OGEwZjVlODZjMDU2OGU1MjE | https://services.gehealthcare.in/medias/898419-P2.jpg?context=bWFzdGVyfGltYWdlc3wxNTg4Mjh8aW1hZ2UvanBlZ3xhVzFoWjJWekwyaG1OUzlvWmpRdk9EazFNekk1TXpJME1qTTVPQzVxY0djfGY3NzIwZDE2YzU0ZmQ0NWU1ZmVjMmFhNGIxYWEzYTcwMzU5OTQ2MDIwMmJjMTZhZDI0NTQ0MjM2MDk3ZmI2YTI | https://services.gehealthcare.in/medias/898419-T1.jpg?context=bWFzdGVyfGltYWdlc3wxODY4Njl8aW1hZ2UvanBlZ3xhVzFoWjJWekwyaGtNUzlvT0dRdk9EazFNek00TURZek5EWTFOQzVxY0djfGNhYzkwZWIyMDkzZmM5YzAzZmUyYTA1M2JjYWZmOGI0ZGY5YzU2Mzg5MTQ5ODRiYzM0MDE5NzVkODEzNGQ5Y2E | [7 empty] | http://www.frankshospitalworkshop.com/equipment/documents/ecg/service_manuals/Datex-Ohmeda%20S-5%20M-Modules%20-%20Technical%20reference%20manual.pdf | [19 empty] | Brand Name |  | Type | Front Panel | Size |  | Color |  | Material |  | Dimensions |  | For Use With | For S/5 M-Nestpr Module | Adaptation | English | [112 empty] | Panel Sticker | Front Panel Sticker | English Front Panel Sticker | https://dev-services.gehealthcare.in/gehcstorefront/p/898419 | https://services.gehealthcare.in/gehcstorefront/p/898419 | https://documents.cdn.ifixit.com/E2xZoD6rNX4qfFYh.pdf |  |  | Ashok | 100 | 17 | 0
HCPB11_790 | Siemens Medical Solutions | 8081932 |  | On/Off Assembly | On/Off Assembly For C-Arm Machine |  |  | 90 Days |  | Arcadis | [34 empty] | Brand Name |  | Type |  | Size |  | Color |  | Material |  | Dimensions |  | For Use With | For C-Arm Machine | [114 empty] | On/Off Assembly | C-Arm Machine On/Off Assembly |  |  | https://www.blockimaging.com/parts/8081932-siemens-c-arm-on-off-2-assembly | https://directmedimaging.com/part/x-ray/siemens/on-off-assembly-2-8081932/ |  |  | Lakshmi | 43.75 | 7 | 9
HCPB11_791 | Siemens Medical Solutions | 8082104 | D50 | Board | D50 Board For C-Arm Machine |  |  | 90 Days |  | Arcadis |  |  |  |  | https://www.blockimaging.com/hubfs/Parts/8082104_Switch%20On%20D50%20Board_42321%20(1).jpg | https://www.blockimaging.com/hubfs/Parts/8082104_Switch%20On%20D50%20Board_42321%20(2).jpg | [28 empty] | Brand Name |  | Type |  | Size |  | Color |  | Material |  | Dimensions |  | For Use With | For C-Arm Machine | [114 empty] | Board | C-Arm Machine Board |  |  | https://www.blockimaging.com/parts/8082104-siemens-c-arm-d50-board | https://directmedimaging.com/part/x-ray/siemens/switch-on-board-d50-8082104/ |  |  | Lakshmi | 64.71 | 11 | 6
HCPB11_792 | Siemens Medical Solutions | 08096955 |  | Hand Fixation Strap | 370 L x 75/50/24mm W Hand Fixation Strap For PET/CT |  | Restraint strap set for the safe positioning of patient's hands | 90 Days |  | Biograph Mct/Biograph mCT Flow/Definition Edge/SOMATOM Emotion (2007) Spirit System | 0.2kg | 75/50/24mm | 11cm |  | https://digitalmedia.shop.siemens-healthineers.com/catalog/products/08096955_1_1280x1280.jpg | https://digitalmedia.shop.siemens-healthineers.com/catalog/products/08096955_2_1280x1280.jpg | https://digitalmedia.shop.siemens-healthineers.com/catalog/products/08096955_3_1280x1280.jpg | [27 empty] | Brand Name |  | Type | Head-Arm Support | Size |  | Color |  | Material |  | Dimensions |  | For Use With | For PET/CT | Length | 370mm | [110 empty] | 0.41kg |  | Strap | Hand Fixation Strap | PET/CT Hand Fixation Strap | https://www.shop.siemens-healthineers.com/en-in/product/A_08096955 | https://prompt.parts/product/product-8096955-hand-fixation-strap/ | https://directmedimaging.com/part/ct/siemens/hand-fixation-strap-8096955/ |  |  | Lakshmi | 72 | 18 | 7
HCPB11_793 | Siemens Medical Solutions | 8112133 |  | Small Electrical Part Set | Small Electrical Part Set For MRI Machine |  |  | 90 Days | [36 empty] | Brand Name |  | Type |  | Size |  | Color |  | Material |  | Dimensions |  | For Use With | For MRI Machine | [114 empty] | Electrical Part Set | Small Electrical Part Set | MRI Machine Electrical Part Set |  | https://shop.m-e-d.at/ar/collections/all/products/small-electrical-part-set-8112133 | https://directmedimaging.com/part/mri/siemens/set-of-small-electrical-parts-8112133/ |  |  | Lakshmi | 52.94 | 9 | 8
HCPB11_794 | Siemens Medical Solutions | 8112588 | A4120 | Supplied Functions Board | A4120 Supplied Functions Board For MRI Scanner |  |  | 90 Days |  | Avanto |  |  |  |  | https://www.blockimaging.com/hubfs/Parts/8112588-a4120-supplied-functions-board-for-siemens-closed-mri-1.jpg | https://www.blockimaging.com/hubfs/Parts/8112588-a4120-supplied-functions-board-for-siemens-closed-mri-3.jpg | https://www.blockimaging.com/hubfs/Parts/8112588-a4120-supplied-functions-board-for-siemens-closed-mri.jpg | [27 empty] | Brand Name |  | Type |  | Size |  | Color |  | Material |  | Dimensions |  | For Use With | For MRI Scanner | [114 empty] | Board | Supplied Functions Board | MRI Scanner Board |  | https://www.blockimaging.com/parts/8112588-siemens-mri-a4120-supplied-functions-board | https://directmedimaging.com/part/mri/siemens/supplied-functions-a4120-8112588/ |  |  | Lakshmi | 70 | 14 | 6
HCPB11_795 | Siemens Medical Solutions | 8117942 |  | Mat | Left Silicon Mat For MRI Scanner |  |  | 90 Days | [36 empty] | Brand Name |  | Type | Left | Size |  | Color |  | Material | Silicon | Dimensions |  | For Use With | For MRI Scanner | [114 empty] | Mat | Silicon Mat | MRI Scanner Silicon Mat |  | https://directmedimaging.com/part/mri/siemens/silicon-mat-left-8117942/ |  |  |  | Lakshmi | 68.75 | 11 | 5
HCPB11_796 | Siemens Medical Solutions | 8364130 | P30F | E-Box | P30F E-Box For CT Scanner |  |  | 90 Days |  | Sensation | [34 empty] | Brand Name |  | Type |  | Size |  | Color |  | Material |  | Dimensions |  | For Use With | For CT Scanner | [114 empty] | E-Box | CT Scanner E-Box |  |  | https://www.blockimaging.com/parts/8364130-siemens-ct-e-box-p30f | https://directmedimaging.com/part/ct/siemens/e-box-p30f-8364130/ |  |  | Lakshmi | 73.33 | 11 | 4
HCPB11_797 | Siemens Medical Solutions | 8396850 |  | Extension Kit | 3600 High Field Extension Kit For MRI Scanner |  |  |  |  | MAGNETOM Trio Body | [34 empty] | Brand Name |  | Type | 3600 High Field | Size |  | Color |  | Material |  | Dimensions |  | For Use With | For MRI Scanner | [114 empty] | Extension Kit | 3600 High Field Extension Kit | MRI Scanner Extension Kit |  | https://www.dotmed.com/listing/mri-scanner/siemens/magnetom-trio-body/8396850/3715607 |  |  |  | Lakshmi | 53.85 | 7 | 6
HCPB11_798 | Siemens Medical Solutions | 8609364 |  | Transformer | High Voltage Transformer For X-Ray | [9 empty] | https://www.shopmedparts.com/cdn/shop/files/high-voltage-tank-086093648609364-siemens-461428_800x.jpg?v=1729733615 | https://www.shopmedparts.com/cdn/shop/files/high-voltage-tank-086093648609364-siemens-965139_800x.jpg?v=1729733615 | https://www.shopmedparts.com/cdn/shop/files/high-voltage-tank-086093648609364-siemens-929297_800x.jpg?v=1729733615 | https://www.shopmedparts.com/cdn/shop/files/high-voltage-tank-086093648609364-siemens-504019_800x.jpg?v=1729733615 | https://www.shopmedparts.com/cdn/shop/files/high-voltage-tank-086093648609364-siemens-565877_800x.jpg?v=1729733615 | https://www.shopmedparts.com/cdn/shop/files/high-voltage-tank-086093648609364-siemens-669580_800x.jpg?v=1729733615 | https://www.shopmedparts.com/cdn/shop/files/high-voltage-tank-086093648609364-siemens-512805_800x.jpg?v=1729733615 | https://www.shopmedparts.com/cdn/shop/files/high-voltage-tank-086093648609364-siemens-189925_800x.jpg?v=1729733615 | https://www.shopmedparts.com/cdn/shop/files/high-voltage-tank-086093648609364-siemens-298249_800x.jpg?v=1729733615 | [21 empty] | Brand Name |  | Type | High Voltage | Size |  | Color |  | Material |  | Dimensions |  | For Use With | For X-Ray | [114 empty] | Transformer | High Voltage Transformer | X-Ray High Voltage Transformer |  | https://unity-imaging.com/product/8609364-high-volt-transformer-siemens/ | https://www.shopmedparts.com/products/high-voltage-tank-08609364-8609364-siemens?srsltid=AfmBOopGF0wCzXTqbp-I62m-OEqdVxaTx4f_Bde8A4-5t--TBeFUpzz8 |  |  | Lakshmi | 65.38 | 17 | 9
HCPB11_799 | Siemens Medical Solutions | 8614435 | B711 | Encoder Assembly | B711 Encoder Assembly For CT Scanner |  |  | 90 Days |  | Definition |  |  |  |  | https://www.blockimaging.com/hubfs/Parts/35026_8614435%20(2).jpg | https://www.blockimaging.com/hubfs/Parts/35026_8614435%20(4).jpg | https://www.blockimaging.com/hubfs/Parts/35026_8614435%20(3).jpg | https://www.blockimaging.com/hubfs/Parts/35026_8614435%20(5).jpg | https://www.blockimaging.com/hubfs/Parts/35026_8614435%20(2).jpg | [25 empty] | Brand Name |  | Type |  | Size |  | Color |  | Material |  | Dimensions |  | For Use With | For CT Scanner | [114 empty] | Encoder Assembly | B711 Encoder Assembly | CT Scanner Encoder Assembly |  | https://www.blockimaging.com/parts/8614435-siemens-ct-encoder-assembly | https://directmedimaging.com/sitewide-search/?query=8614435 |  |  | Lakshmi | 72.73 | 16 | 6
HCPB11_8 | Carestream Health, Inc |  |  | Power Supply/IGBT Driver | Power Supply/IGBT Driver For X-Ray Imaging |  |  |  |  | Quantum |  |  |  |  | https://i.ebayimg.com/images/g/pnQAAOSwPzNlJvMS/s-l1600.webp | https://i.ebayimg.com/images/g/jOkAAOSwuctlJvLZ/s-l1600.webp | [28 empty] | Brand Name |  | Type |  | Size |  | Color |  | Material |  | Dimensions |  | For Use With | For X-Ray Imaging | [114 empty] | Power Supply/IGBT Driver | X-Ray Imaging Power Supply/IGBT Driver |  |  | https://www.eximpedia.app/search/hs-code-8504409000-of-igbt-global-trade | https://www.ebay.com/itm/295982224711 |  |  | Lakshmi_1 | 83.33 | 10 | 2
HCPB11_80 | Datex-Ohmeda | E-SCAIO |  | Gas Module | 112 H x 37 W x 205mm D Single Wide Gas Module |  | The GE E-sCAIO AGM Gas module is a very small and compact module. All models can identify and read O2, N20, and CO2. The E-sCOV and E-sCAIOV also have Spirometry. The E-sCAIO and E-sCAIOV can read and identify Agent Gas. The module is single wide making it very easy to implement in many situations. It works with GE module racks and internal module racks on GE Monitors with compatible software. The OEM requires a normal PM and checkout each year. Every four years requires replacement of a CO2 Scrubber which is sold separately from the standard PM kit. Common issues we see are bench or pump failures. Common errors displayed on screen are “SENSOR INOP” and “Gas Module Error. |  |  |  | 1.5lb | 37mm | 112mm | 205mm | https://www.piobio.com/wp-content/uploads/2022/11/E-sCO-E-sCOV-E-sCAiO-E-sCAiOV-Gas-Module-Single-Wide-2.png | [9 empty] | https://www.gehealthcare.co.uk/-/jssmedia/9d671439697e47dfb2d8f69654449952.pdf | [6 empty] | Airway gases measured by the sidestream method | Eight module versions available to meet the needs of various care areas | All parameter values sampled proximal at the patient’s airway with a single gas sampling line, D-lite(+)(++) or Pedilite(+) flow sensor, along with an additional Spirometry tube | Et and Fi values updated breath by breath | Fast oxygen measurement for accurate EtO2 and FiO2 values | Automatic identification of anesthetic agents | Detects end inspiratory and end expiratory occlusions | automatically and displays values for Statis Plat, Static PEEPi+e and Static Compliance | Calculated balance gas value for estimating the N2-concentration | Very compact size, low weight and low power consumption |  |  |  | Brand Name |  | Type | Single Wide | Size |  | Color |  | Material |  | Dimensions |  | For Use With |  | Flow Rate | 120mL/min | [112 empty] | Gas Module | Single Wide Gas Module |  |  | https://www.piobio.com/product/e-sco-e-scaio-e-scaiov-gas-module-single-wide/ |  |  |  | Ashok | 100 | 26 | 0
HCPB11_800 | Siemens Medical Solutions | 8618113 |  | Power Supply | Power Supply For CT Scanner |  |  | 90 Days |  | Definition | [34 empty] | Brand Name |  | Type |  | Size |  | Color |  | Material |  | Dimensions |  | For Use With | For CT Scanner | [114 empty] | Power Supply | CT Scanner Power Supply |  |  | https://www.blockimaging.com/parts/8618113-siemens-ct-power-supply | https://directmedimaging.com/part/ct/siemens/power-supply-spare-part-8618113/ |  |  | Lakshmi | 66.67 | 10 | 5
HCPB11_801 | Siemens Medical Solutions | 08625480 |  | Head Cushion | Head Cushion For MRI Scanner |  | Head cushion for an examination with breast coil | 90 Days |  | MAGNETOM Avanto System |  | 42cm | 12cm |  | https://digitalmedia.shop.siemens-healthineers.com/catalog/products/08625480_1_1280x1280.jpg | https://digitalmedia.shop.siemens-healthineers.com/catalog/products/08625480_2_1280x1280.jpg | [28 empty] | Brand Name |  | Type |  | Size |  | Color |  | Material |  | Dimensions |  | For Use With | For MRI Scanner | Length | 46cm | [110 empty] | 1.33kg |  | Head Cushion | MRI Scanner Head Cushion |  | https://www.shop.siemens-healthineers.com/en-in/product/A_08625480 | https://prompt.parts/product/product-8625480-head-cushion/ | https://directmedimaging.com/part/mri/siemens/head-cushion-8625480/ |  |  | Lakshmi | 59.09 | 13 | 9
HCPB11_802 | Siemens Medical Solutions | 8628120 | D202 | Board | D202 Multileaf Collimator Board For Cath/Angio |  |  | 90 Days | [6 empty] | https://www.blockimaging.com/hubfs/Parts/27740%20(2).jpg | https://www.blockimaging.com/hubfs/Parts/27740%20(3).jpg | [28 empty] | Brand Name |  | Type | Multileaf Collimator | Size |  | Color |  | Material |  | Dimensions |  | For Use With | For Cath/Angio | [114 empty] | Board | Collimator Board | D202 Multileaf Collimator Board |  | https://www.blockimaging.com/parts/8628120-siemens-cath-angio-multileaf-collimator-d202-board | https://directmedimaging.com/part/x-ray/siemens/front-panel-board-d22-8628120/ |  |  | Lakshmi | 47.37 | 9 | 10
HCPB11_803 | Siemens Medical Solutions | 8675402 | DSC1904 | Color Monitor | DSC1904 19in Color Monitor For CT Scanner |  |  | 90 Days |  | Volume |  |  |  |  | https://directmedimaging.com/wp-content/uploads/parts/8675402.1.jpg | https://directmedimaging.com/wp-content/uploads/parts/8675402.2.jpg | https://directmedimaging.com/wp-content/uploads/parts/8675402.3.jpg | [27 empty] | Brand Name |  | Type |  | Size | 19in | Color |  | Material |  | Dimensions |  | For Use With | For CT Scanner | [114 empty] | Monitor | Color Monitor | CT Scanner Color Monitor |  | https://www.blockimaging.com/parts/8675402-siemens-ct-color-19-inch-dsc1904-monitor | https://directmedimaging.com/part/x-ray/siemens/monitor-color-19-dsc1904-d-8675402/ |  |  | Lakshmi | 83.33 | 15 | 3
HCPB11_804 | Siemens Medical Solutions | 8677044 |  | Transmitter/Receiver | Cat Line Transmitter/Receiver For X-Ray |  |  | 90 Days | [36 empty] | Brand Name |  | Type | Cat Line | Size |  | Color |  | Material |  | Dimensions |  | For Use With | For X-Ray | [114 empty] | Transmitter/Receiver | Cat Line Transmitter/Receiver | X-Ray Cat Line Transmitter/Receiver |  | https://directmedimaging.com/part/x-ray/siemens/cat-line-transmitter-receiver-8677044/ |  |  |  | Lakshmi | 50 | 8 | 8
HCPB11_805 | Siemens Medical Solutions | 8677051 |  | Monitor | TFT Black/White 19 Monitor For Cath/Angio |  |  | 90 Days | [6 empty] | https://www.blockimaging.com/hubfs/Parts/69059_8677051%20(2).jpg | https://www.blockimaging.com/hubfs/Parts/69059_8677051%20(3).jpg | https://www.blockimaging.com/hubfs/Parts/69059_8677051%20(4).jpg | https://www.blockimaging.com/hubfs/Parts/69059_8677051%20(5).jpg | [26 empty] | Brand Name |  | Type |  | Size |  | Color | TFT Black/White 19 | Material |  | Dimensions |  | For Use With | For Cath/Angio | [114 empty] | Monitor | TFT Black/White 19 Monitor | Cath/Angio Monitor |  | https://www.blockimaging.com/parts/8677051-siemens-cath-angio-tft-black-white-19-monitor | https://directmedimaging.com/part/na/siemens/monitor-tft-black-white-19-8677051/ |  |  | Lakshmi | 65 | 13 | 7
HCPB11_806 | Siemens Medical Solutions | 8681426 | NV350 | Power Supply | NV350 230V 350W AC-DC Power Supply For CT Scanner |  |  | 90 Days |  | Definition |  |  |  |  | https://www.blockimaging.com/hubfs/Parts/58151%20(1).jpg | https://www.blockimaging.com/hubfs/Parts/58151%20(2).jpg | https://www.blockimaging.com/hubfs/Parts/30014%20(4).jpg | [27 empty] | Brand Name |  | Type | AC-DC | Size |  | Color |  | Material |  | Dimensions |  | For Use With | For CT Scanner | Voltage Rating | 230V | Power Rating | 350W | [110 empty] | Power Supply | AC-DC Power Supply | CT Scanner AC-DC Power Supply |  | https://www.blockimaging.com/parts/8681426-siemens-ct-ac-dc-in230v-nv350-350w-power-supply | https://directmedimaging.com/part/ct/siemens/ac-dc-in230v-nv350-350w-8681426/ |  |  | Lakshmi | 81.82 | 18 | 4
HCPB11_807 | Siemens Medical Solutions | 8685963 |  | Frequency Inverter | Frequency Inverter For Cath Lab/Angio |  |  | 90 Days |  | Artis Q Artis Q.zen/Axiom Luminos Drf/Luminos Agile Max/Ysio F/S | [34 empty] | Brand Name |  | Type |  | Size |  | Color |  | Material |  | Dimensions |  | For Use With | For Cath Lab/Angio | [114 empty] | Frequency Inverter | Cath Lab/Angio Frequency Inverter |  |  | https://www.mediram.net/8685963-frequency-controller-cdf30-002-c2 |  |  |  | Lakshmi | 53.33 | 8 | 7
HCPB11_808 | Siemens Medical Solutions | 8687704 |  | Synchronous Serial Interface | Rot Encod AD36 5779 Synchronous Serial Interface For Rad Room |  |  |  |  | YSIO | [34 empty] | Brand Name |  | Type | Rot Encod AD36 5779 | Size |  | Color |  | Material |  | Dimensions |  | For Use With | For Rad Room | Resolution | Up to 14-Bit | [112 empty] | Synchronous Serial Interface | Rot Encod Synchronous Serial Interface | Rot Encod SSI |  | https://www.dotmed.com/listing/rad-room/siemens/ysio/8687704/4916092 |  |  |  | Lakshmi | 44.44 | 8 | 10
HCPB11_809 | Siemens Medical Solutions | 8697422 |  | Rot Encod Can | 8192x4096 Pixel Rot Encod Can For Angiography Machine | [39 empty] | Brand Name |  | Type |  | Size |  | Color |  | Material |  | Dimensions |  | For Use With | For Angiography Machine | Resolution | 8192x4096 Pixel | [112 empty] | Rot Encod Can | Angiography Machine Rot Encod Can |  |  | https://shop.m-e-d.at/products/rot-encod-can-8192-x-4096-pixel-8697422 | https://in.bimedis.com/p-item/angiography-machine-parts-siemens-p-n-8697422-2163561 |  |  | Lakshmi | 44.44 | 8 | 10
HCPB11_81 | Datex-Ohmeda | M1053008 |  | Module | Easy Change Module With Condenser |  | The Easy Change Module with Condenser is used in Anesthesia Delivery and other medical equipments as applicable. It includes screws, cover condenser, O-rings, lever canister latch, cover bypass manifold, cradle canister, cap manifold BCG, manifold bypass BCG and seal drain BCG. The product is made from the high-quality material which possess corrosion resistant, impact resistant, flexibility, reliability, ductility, excellent performance, safe and increased lifespan. They are advanced and efficient. The GE product is an Innovation and technology, which fits well into versatile customer needs. The product is securely packaged inside a high quality packing box to avoid physical damage during transit and labeled with details about the product, Quality Assurance (QA) seal and shipment details. | [7 empty] | https://services.gehealthcare.com/medias/M1053008-001.jpg?context=bWFzdGVyfGltYWdlc3wyMDg0MDd8aW1hZ2UvanBlZ3xhVzFoWjJWekwyZzBOQzlvTTJNdk9EZzJPVGN3TVRjeE16azFNQzVxY0djfDUyMGY0NGE2YTFhMjNlNjkwYzQxN2NhZTJkNTEyMmE5ZTVkMDIyZWQ4Yzk3ZTVhZGZkMzA4ZmU4OTEwNDIxZDc | [16 empty] | Has excellent dimensional stability | It has high strength and toughness | Enhanced durability and reliability | Easy to assemble and disassemble | It is a ROHS compliant product | [8 empty] | Brand Name |  | Type | Easy Change | Size |  | Color |  | Material |  | Dimensions |  | For Use With |  | With | With Condenser | [112 empty] | Easy Change Module | Easy Change Module With Condenser |  | https://services.gehealthcare.com/gehcstorefront/p/M1053008 |  |  |  |  | Ashok | 100 | 16 | 0
HCPB11_810 | Siemens Medical Solutions | 8715927 | P09ALC | Converter | Emotion Duo Converter For CT Scanner | [39 empty] | Brand Name |  | Type | Emotion Duo | Size |  | Color |  | Material |  | Dimensions |  | For Use With | For CT Scanner | [114 empty] | Converter | Emotion Duo Converter | CT Scanner Emotion Duo Converter |  | https://www.dotmed.com/listing/ct-scanner/siemens/emotion-duo/8715927/1257889 |  |  |  | Lakshmi | 58.82 | 10 | 7
HCPB11_811 | Siemens Medical Solutions | 8721511 |  | High Voltage Module | High Voltage Module For E-Cam |  |  | 90 Days |  | Symbia Asm Hvm |  |  |  |  | https://www.medicaloutfittersparts.com/web/image/product.product/17104/image_1024/%5B8721511%5D%20Siemens%20E-CAM%20Symbia%20Asm%20Hvm%20High%20Voltage%20Module%2C%20PN%208721511?unique=0f5906d | https://www.medicaloutfittersparts.com/web/image/product.image/7528/image_1024/Siemens%20E-CAM%20Symbia%20Asm%20Hvm%20High%20Voltage%20Module%2C%20PN%208721511?unique=d4aee6f | https://www.medicaloutfittersparts.com/web/image/product.image/7529/image_1024/Siemens%20E-CAM%20Symbia%20Asm%20Hvm%20High%20Voltage%20Module%2C%20PN%208721511?unique=d4aee6f | [27 empty] | Brand Name |  | Type |  | Size |  | Color |  | Material |  | Dimensions |  | For Use With | For E-Cam | [114 empty] | High Voltage Module | E-Cam High Voltage Module |  |  | https://www.medicaloutfittersparts.com/shop/8721511-siemens-e-cam-symbia-asm-hvm-high-voltage-module-pn-8721511-29871 | https://directmedimaging.com/part/na/siemens/asm-hvm-high-voltage-module-8721511/ |  |  | Lakshmi | 66.67 | 12 | 6
HCPB11_812 | Siemens Medical Solutions | 08881265 |  | Mammo-Phantom | Mammo-Phantom For Mammo Unit |  |  | 90 Days |  | MAMMOMAT Revelation System |  | 16cm | 11cm |  | https://digitalmedia.shop.siemens-healthineers.com/catalog/products/08881265_1_Special.jpg | https://digitalmedia.shop.siemens-healthineers.com/catalog/products/08881265_2_Top.jpg | https://digitalmedia.shop.siemens-healthineers.com/catalog/products/08881265_3_Front.jpg | [27 empty] | Brand Name |  | Type |  | Size |  | Color |  | Material |  | Dimensions |  | For Use With | For Mammo Unit | Length | 27cm | [110 empty] | 0.73kg |  | Mammo-Phantom |  |  | https://www.shop.siemens-healthineers.com/en-in/product/A_08881265 | https://prompt.parts/product/product-8881265-rmi-156-acr-mammo-phantom/ | https://directmedimaging.com/part/x-ray/siemens/rmi-156-acr-mammo-phantom-8881265/ |  |  | Lakshmi | 65 | 13 | 7
HCPB11_813 | Siemens Medical Solutions | 8898731 |  | Kathobox | Kathobox For Cath Lab/Angio |  |  | 90 Days |  | Artis ONE/Multix Fusion MAX | [34 empty] | Brand Name |  | Type |  | Size |  | Color |  | Material |  | Dimensions |  | For Use With | [115 empty] | Kathobox | Cath Lab/Angio Kathobox |  |  | https://www.mediram.net/8898731-kathobox |  |  |  | Lakshmi | 66.67 | 8 | 4
HCPB11_814 | Siemens Medical Solutions | 8949836 |  | ESD Board | ESD Board For Encoder |  |  | 90 Days | [6 empty] | https://www.blockimaging.com/hubfs/Parts/8949836_30396.jpg | [29 empty] | Brand Name |  | Type |  | Size |  | Color |  | Material |  | Dimensions |  | For Use With | For Cath/Angio, Encoder | [114 empty] | Board | ESD Board | Encoder ESD Board |  | https://www.blockimaging.com/parts/8949836-siemens-cath-angio-encoder-esd-board | https://directmedimaging.com/part/x-ray/siemens/encoder-board-esd-8949836/ |  |  | Lakshmi | 58.82 | 10 | 7
HCPB11_815 | Siemens Medical Solutions | 9428228 |  | Lubricant | 5.3oz Tube Tan Semi Fluid Lubricant | [39 empty] | Brand Name | VERSILUBE® G322L | Type | Semi Fluid | Size |  | Color | Tan | Material |  | Dimensions |  | For Use With | For Linear Accelerator | Capacity | 5.3oz | Container Type | Tube | Composition | Methylkyl Polysiloxane | Flash Point | 200deg C | Specific Gravity | 1 | [104 empty] | Lubricant | Semi Fluid Lubricant | Tube Lubricant |  | https://www.dotmed.com/listing/linear-accelerator/siemens/9428228/4664305 |  |  |  | Lakshmi | 65.22 | 15 | 8
HCPB11_816 | Siemens Medical Solutions | 9728668 |  | Cable | CPL Cable For X-Ray |  |  | 90 Days | [36 empty] | Brand Name |  | Type | CPL | Size |  | Color |  | Material |  | Dimensions |  | For Use With | For X-Ray | [114 empty] | Cable | CPL Cable | X-Ray CPL Cable |  | https://directmedimaging.com/part/x-ray/siemens/cable-cpl-9728668/ |  |  |  | Lakshmi | 50 | 8 | 8
HCPB11_82 | Datex-Ohmeda | M1081511-S |  | Assembly | 6V 4A/Hour Lead Acid Sealed Battery Assembly | [9 empty] | https://services.gehealthcare.com/medias/?context=bWFzdGVyfGltYWdlc3w3MDc3fGltYWdlL2pwZWd8YVcxaFoyVnpMMmhqWXk5b05tSXZPRGd4TXpreU1EUXhPVGczTUM1cWNHY3xkYTAzMmE0N2QwOTAyMGMwMTkwNTI3OTIyZDdlZWY0MGNhYzc4NWRlNmM5ZWEwYzg5NTllOGIzZjYyYzkyYmY0 | [16 empty] | Double insulation provided due to the use of a heat shrin | Strain relief provided with a flat tie holder and a cable tie | Low maintenance | Tested 100% before packaging | Efficient in performance at wide range of temperature | Good service life | RoHS compliant | [6 empty] | Brand Name |  | Type | Sealed Battery | Size |  | Color |  | Material |  | Dimensions |  | For Use With | For Aespire WU_0039, 7100 Ventilator (IEC), Aestiva 7100 | Voltage | 6V | Amperage | 4A/hr | Chemistry | Lead Acid | [108 empty] | Battery Assembly | Sealed Battery Assembly | Lead Acid Sealed Battery Assembly | https://dev-services.gehealthcare.in/gehcstorefront/p/M1081511-S | https://services.gehealthcare.in/gehcstorefront/p/M1081511-S |  |  |  | Ashok | 100 | 22 | 0
HCPB11_83 | Datex-Ohmeda | M111111-2 |  | FRU Kit | Giraffe and Panda Warmer FRU Kit | [39 empty] | Brand Name |  | Type | Giraffe and Panda Warmer | Size |  | Color |  | Material |  | Dimensions |  | For Use With |  | Includes | North American Power Cord, Bracket |  |  | Sealed | [109 empty] | FRU Kit | Warmer FRU Kit | Giraffe and Panda Warmer FRU Kit | https://services.gehealthcare.com/gehcstorefront/p/M111111-2 |  |  |  |  | Ashok | 100 | 10 | 0
HCPB11_84 | Datex-Ohmeda | M1186243-S1 |  | Brake | 125mm Dia M12 Caster Brake For Aestiva 9100C | [9 empty] | https://stg2-co-services.gehealthcare.com/medias/M1186243-S1-001.jpg?context=bWFzdGVyfGltYWdlc3wyMTY5NzJ8aW1hZ2UvanBlZ3xhVzFoWjJWekwyaGxNUzlvTWpndk9EZzROVFE1TmpNNE1UUTNNQzVxY0djfGJmNDUzZmQ1ZWVkOGRmYWVlMmI5YTJlNTBmZGMyZDQzNmJmMzAxNjRmZjY4OTgxMDk4MWE4YjNjNDExZTlhYjA | https://stg2-co-services.gehealthcare.com/medias/M1186243-S1-002.jpg?context=bWFzdGVyfGltYWdlc3wxOTY5Nzd8aW1hZ2UvanBlZ3xhVzFoWjJWekwyaGhNQzlvT0RZdk9EZzROVFV5TVRFeU1UTXhNQzVxY0djfDExOWVmNzYwOGNhN2U2ZjAzZjAxMzVjYWZmMTMyYjhkOGE2YjljYzc1YzhmZTJjNzBhM2M5YjBlZDZkODg0MWU | https://stg2-co-services.gehealthcare.com/medias/M1186243-S1-003.jpg?context=bWFzdGVyfGltYWdlc3wyMTA5MDZ8aW1hZ2UvanBlZ3xhVzFoWjJWekwyaG1OeTlvWVdJdk9EZzROVFUwTlRRek5URTJOaTVxY0djfDE5YjRlZjhkZmMzYTQ2YjI4YzhiODliNGQ1OTMyZWJhZjk1ZjA5YjllYmFhNzU1MTBlMWM1M2I0ZDNlYjFiNGQ | [27 empty] | Brand Name |  | Type | Caster | Size |  | Color |  | Material |  | Dimensions |  | For Use With | For Aestiva 9100C | Diameter | 125mm | Conection Size | M12 | [110 empty] | Brake | Caster Brake | Aestiva Caster Brake | https://dev-services.gehealthcare.in/gehcstorefront/p/M1186243-S1 | https://services.gehealthcare.in/gehcstorefront/p/M1186243-S1 |  |  |  | Ashok | 93.75 | 15 | 1
HCPB11_85 | Datex-Ohmeda | M1186245-S2 |  | Assembly | 125mm Dia M12 Caster Wheel Assembly With Wrench |  | The Caster Wheel Assembly is a 125mm diameter M12 twin wheel design provided with a wrench. A wheel ball bearing helps it to spin more freely and to mobilize. The caster wheel is an assembly of nylon body, polypropylene wheel core, polyurethane tread, nylon dust cap, nylon side cap and ball bearing. The wheels are made up of a polyurethane material which has higher load-bearing capacity than conventional rubber. The kit includes a crow foot wrench for fastening the object. The part is used in ARC Aisys, ARC Aisys and ARC Aespire 7900 anesthesia machines. | [7 empty] | https://services.gehealthcare.in/medias/M1186245-S2-Pic-02.jpg?context=bWFzdGVyfGltYWdlc3w1NTY0OHxpbWFnZS9qcGVnfGFXMWhaMlZ6TDJobE5pOW9ZbVF2T0RnNU1UTXlORFl5T1RBeU1pNXFjR2N8YjUzMmIxZDZkMDgxMmMwMDI5NTFjNTQwZThiZjY5NWYzYzEwMzM4ZjE2NzhmMDEwYjExZmU2M2IyYjZiMjU3ZA | https://services.gehealthcare.in/medias/M1186245-S2-Pic-03.jpg?context=bWFzdGVyfGltYWdlc3w1NzM0NXxpbWFnZS9qcGVnfGFXMWhaMlZ6TDJnelppOW9aR0V2T0RnNU1UTTFPVEF6TlRReU1pNXFjR2N8ZmQxYmM0OWQxOGQ4YzU5NzE2MjZiYjM0YzcyM2MyZTQzZjEzNTZhZmY2NmI1Y2E1NWY3NDJmYmIzM2U5MjM1ZA | [15 empty] | Caster wheel kit with crow foot | Twin wheel design | Wheel perfect for rugged floor | [10 empty] | Brand Name |  | Type |  | Size |  | Color |  | Material |  | Dimensions |  | For Use With | For Anesthesia Machine | With | With Wrench | [112 empty] | Wheel Assembly | Caster Wheel Assembly | Caster Wheel Assembly With Wrench | https://dev-services.gehealthcare.in/gehcstorefront/p/M1186245-S2 | https://services.gehealthcare.in/gehcstorefront/p/M1186245-S2 |  |  |  | Ashok | 94.12 | 16 | 1
HCPB11_86 | Datex-Ohmeda | TS-E2-GE |  | Sensor | 2m L Reusable TruSignal Integrated Ear Sensor With GE Connector | [9 empty] | TS-E2-GE.jpg | [9 empty] | https://www.gehealthcare.co.uk/-/jssmedia/1ec70461b6a84c59b0d1962853c38528.pdf | [6 empty] | Both cables and sensors are drip proof as well as able to withstand frequent disinfections | Sensors and cables are not made with natural rubber latex or known environmental contaminants | [11 empty] | Brand Name |  | Type | TruSignal Integrated Ear | Size |  | Color |  | Material |  | Dimensions |  | For Use With |  | With | With GE Connector | Usage | Reusable | Length | 2m | Patient Weight | 22lb | Patient Type | Adult, Pediatric | [103 empty] | 1/Pack | Ear Sensor | Ear Sensor With GE Connector | TruSignal Integrated Ear Sensor | https://www.gehealthcare.co.uk/-/jssmedia/1ec70461b6a84c59b0d1962853c38528.pdf | https://www.cablesandsensors.com/blogs/products/ts-e2-ge-datex-ohmeda-compatible-direct-connect-spo2-sensor?srsltid=AfmBOorP58jDUrTorIYIyFllptKTYJiqBxr6GR-HZIQIFuIdd_bZHv1x |  |  |  | Ashok | 100 | 20 | 0
HCPB11_87 | Datex-Ohmeda | TS-F2-GE |  | Sensor | 2m L Reusable TruSignal Integrated Finger Senso With GE Connectorr | [9 empty] | TS-F2-GE.jpg | [9 empty] | https://www.gehealthcare.co.uk/-/jssmedia/1ec70461b6a84c59b0d1962853c38528.pdf | [6 empty] | Both cables and sensors are drip proof as well as able to withstand frequent disinfections | Sensors and cables are not made with natural rubber latex or known environmental contaminants | [11 empty] | Brand Name |  | Type | TruSignal Integrated Finger | Size |  | Color |  | Material |  | Dimensions |  | For Use With |  | With | With GE Connector | Usage | Reusable | Length | 2m | Patient Weight | 44lb | Patient Type | Adult, Pediatric | [103 empty] | 1/Pack | Finger Sensor With GE Connectorr | Finger Sensor With GE Connectorr | TruSignal Integrated Finger Sensor | https://www.gehealthcare.co.uk/-/jssmedia/1ec70461b6a84c59b0d1962853c38528.pdf |  |  |  |  | Ashok | 89.47 | 17 | 2
HCPB11_88 | Datex-Ohmeda | TS-H3 |  | Cable | TruSignal Interconnect Cable With Ohmeda Connector | [9 empty] | https://services.gehealthcare.in/medias?context=bWFzdGVyfGltYWdlc3wxMzMwNnxpbWFnZS9qcGVnfGltYWdlcy9oNmIvaGIzLzg4MDc0MDg0MDI0NjIuanBnfGI0OThkY2I4NDhjZGUwN2YzZTVlN2MyMTg4ZDdiOTkxYTZlYTBkZGI0OWNhZGViMjg4YWQyYzM3NmMzZmVmYmI | [9 empty] | https://www.gehealthcare.co.uk/-/jssmedia/1ec70461b6a84c59b0d1962853c38528.pdf | [6 empty] | High quality cable material | Cable resistant to fraying and kinking | Drip proof | Compact connector design | [9 empty] | Brand Name |  | Type | TruSignal Interconnect | Size |  | Color |  | Material |  | Dimensions |  | For Use With |  | With | With Ohmeda Connector |  |  | Length | 3m | [107 empty] | 1/Box | Interconnect Cable | Cable With Ohmeda Connector | TruSignal Interconnect Cable | https://dev-services.gehealthcare.in/gehcstorefront/p/TS-H3 | https://services.gehealthcare.in/gehcstorefront/p/TS-H3 |  |  |  | Ashok | 100 | 19 | 0
HCPB11_89 | GE Healthcare | 066E3201 |  | Keyboard | High Performance Universal Alphanumeric Keyboard For Vivid E9 Ultrasound System |  | The Universal Alphanumeric Keyboard is used in UL Vivid E90 which is a premium 2D cardiovascular ultrasound system. A keyboard is an input device used to give input in the form of text and numbers into a computer or any other electronic machinery. An alphanumeric keyboard contains the functionality of both numbers and letters in the same keys. The keys typically have numbers and characters engraved and printed on them. The keyboard is connected to the system through the provided USB cable. It acts as a basic medium for the user to communicate with a computer. It also includes punctuations, special characters, function keys and multimedia keys which are dedicated to the specific functions assigned to them. The control circuitry of the keyboard converts the key press into key codes and sends the signal to the display device such as monitors. This alphanumeric keyboard is being used in various medical devices such as UL Vivid E9, UL Voluson 730 Prp, UL Vivid E9, UL ABUS Invenia GENII, UL Voluson E6, UL Vivid I, UL IT EchoPAC, UL Vivid E95, UL Vivid E9 PRO, UL Vivid q and many other systems. | [7 empty] | https://services.gehealthcare.in/medias/066E3201-T1.jpg?context=bWFzdGVyfGltYWdlc3wxMjM2MjR8aW1hZ2UvanBlZ3xhVzFoWjJWekwyZ3haQzlvTm1Vdk9EZ3lNRGt6TXpFNU56ZzFOQzVxY0djfGMzY2I2N2EzMDAxOGMzNWE3MjE3ZTgyNDE1YWQ0YmYxZTM1ZWI1ZTFiNjI2Y2Y3MmY3MTBiNjcxYTZjMzY1Y2U | https://services.gehealthcare.in/medias/066E3201-P1.jpg?context=bWFzdGVyfGltYWdlc3wxMTg3MjF8aW1hZ2UvanBlZ3xhVzFoWjJWekwyaGhaaTlvWVRBdk9EZ3lNRGt6TlRJMk1qSXpPQzVxY0djfGQ5ZWUxNzVkZGY2OTk0NTgyZDhkYjljN2Y1YzE0MmNlMDdjNTJjOWFhZDY1MWY4MWQwMjdjY2FiYWJmNWJhMzE | [15 empty] | Compact design | Reliability | Serviceability | High performance | [9 empty] | Brand Name |  | Type | High Performance, Universal, Alphanumeric | Size |  | Color |  | Material |  | Dimensions |  | For Use With | For Vivid E9 Ultrasound System | [114 empty] | Keyboard | High Performance Keyboard | Alphanumeric Keyboard | https://services.gehealthcare.in/gehcstorefront/p/066E3201 | https://www.cna-medical.com/GE-Healthcare-066E3201-KEYBOARD-p/066e3201.htm |  |  |  | Ranjitha | 100 | 18 | 0
HCPB11_9 | Carestream Health, Inc |  |  | KVP Control Board | KVP Control Board For Radiology |  |  |  |  | Quantum | [34 empty] | Brand Name |  | Type |  | Size |  | Color |  | Material |  | Dimensions |  | For Use With | For Radiology | [114 empty] | Control Board | KVP Control Board | Radiology KVP Control Board |  | https://integritymedicalservice.com/carestream-parts/quantum-parts/AY40-003S/ | https://www.ebay.com/p/24062715192 |  |  | Lakshmi_1 | 81.82 | 9 | 2
HCPB11_90 | GE Healthcare | 2073234-001 |  | Rollstand Bin | Rollstand Bin For Dinamap Mobility Workstation | [9 empty] | https://shop.gehealthcare.ca/medias?context=bWFzdGVyfHJvb3R8NDcxODB8aW1hZ2UvanBlZ3xoYmQvaDg4Lzg4MDA3MjA4NDY4NzguanBnfDY0MmY0OTIyMGNkODYxMGIxNzI4NTM0Y2NhYTYyOTZkZjc0NzYwMTBhMjk0YWM5YTZmMDZiYTg2ZGM5OTc5MzY | [16 empty] | DINAMAP Mobility Workstation Accessory Bin Provides Additional Storage for Accessories or Supplies | Use it Either as 2nd Bin, or as a Replacement | Mounting Bracket Provided | Mounting Instruction DU-GEM-0020-04 Rev | [9 empty] | Brand Name |  | Type |  | Size |  | Color |  | Material |  | Dimensions |  | For Use With | For Dinamap Mobility Workstation | Includes | Dinamap Rollstand With Carescape V100 Mounting Instruction | [112 empty] | Rollstand Bin | Dinamap Mobility Workstation Rollstand Bin |  | https://shop.gehealthcare.ca/gehcstorefront/p/2073234-001 | https://mms.mckesson.com/product/1014005/GE-Healthcare-2073234-001 |  |  |  | Ranjitha | 100 | 15 | 0
HCPB11_91 | GE Healthcare | 2082301-008 |  | Assembly | Power Supply Assembly For FRU MP200X System | [39 empty] | Brand Name |  | Type | Power Supply | Size |  | Color |  | Material |  | Dimensions |  | For Use With | For FRU MP200X System | [114 empty] | Power Supply Assembly | Power Supply Power Supply Assembly |  | https://services.gehealthcare.in/gehcstorefront/p/2082301-008 | https://www.twilightmed.com/part/2082301-008/ |  |  |  | Ranjitha | 100 | 10 | 0
HCPB11_92 | GE Healthcare | 2101836-001 |  | Safety Test Body Kit | Safety Test Body Kit For Revolution XRd, Innova 2000 System | [39 empty] | Brand Name |  | Type |  | Size |  | Color |  | Material |  | Dimensions |  | For Use With | For Revolution XRd, Innova 2000 System, Carescape One Patient Monitoring System | [114 empty] | Safety Test Body Kit | Innova 2000 System Safety Test Body Kit |  | https://services.gehealthcare.com/gehcstorefront/p/2101836-001 | https://www.scribd.com/document/739986840/B650-V3-2-Service-Manual-Rev-3-2024 |  |  |  | Ranjitha | 66.67 | 6 | 3
HCPB11_93 | GE Healthcare | 2109380 |  | Power Supply | 55W 4-Output Switching Power Supply For Radiography/Fluoroscopy Room | [9 empty] | https://images.dotmed.com/cgi-bin/size.pl?i=1449431.jpg&s=640&t=2 | [29 empty] | Brand Name |  | Type | 4-Output, Switching | Size |  | Color |  | Material |  | Dimensions |  | For Use With | For Radiography/Fluoroscopy Room | Power Rating | 55W | [112 empty] | Power Supply | 4-Output Power Supply | Switching Power Supply | https://shop.gehealthcare.ca/gehcstorefront/p/2109380 | https://www.dotmed.com/listing/rad-fluoro-room/ge/2109380/1449431 |  |  |  | Ranjitha | 100 | 13 | 0
HCPB11_94 | GE Healthcare | 2115993-2 |  | Foot Extender | Metalless Cradle Foot Extender For Lightspeed RT Xtra Scanner |  | Lcc Metalless Cradle Extender Hsa Metalless Foot Extender With Rating Plate_And Self-Catching Latch. | [7 empty] | https://services.gehealthcare.com/medias/2115993-2.jpg?context=bWFzdGVyfGltYWdlc3w1MTY3OXxpbWFnZS9qcGVnfGFXMWhaMlZ6TDJnMFpTOW9ZVGN2T0Rnek1UY3hNamMxTlRjME1pNXFjR2N8NmMyNjYxNTk2ZDBmMDUzNjcwNjc2NjdiN2M0NDRhNDRlYjM2ODA5NDdhNTBkYTM0OTljYjkyNWUwYzEzMTZmYQ | [16 empty] | With self catching latch | Durable and reliable | Does not contain any sharp edges | Efficient in varying medical environments | [9 empty] | Brand Name |  | Type | Metalless Cradle | Size |  | Color |  | Material |  | Dimensions |  | For Use With | For Lightspeed RT Xtra Scanner, Brightspeed Edge | Standards | RoHS Compliant | [112 empty] | Foot Extender | Lightspeed RT Xtra Scanner Foot Extender | Metalless Cradle Foot Extender | https://services.gehealthcare.com/gehcstorefront/p/2115993-2 | https://www.medicaloutfittersparts.com/shop/2115993-2-ge-pet-ct-metalless-cradle-foot-extender-pn-2115993-2-23773 |  |  |  | Ranjitha | 100 | 18 | 0
HCPB11_95 | GE Healthcare | 2115996-3 |  | Head Holder | All Carbon Axial Head Holder With Rating Plate and Self-Catching Latch For Lightspeed RT Xtra | [9 empty] | https://services.gehealthcare.com/medias/2115996-3.jpg?context=bWFzdGVyfGltYWdlc3w5Mzk4NXxpbWFnZS9qcGVnfGFXMWhaMlZ6TDJnd1lTOW9ZV0l2T0Rnek1ETTFOVGsyTXprek5DNXFjR2N8NWFhMjkwNWNiZmY5NWMxNDVmYzVhYWY1NTM1ZGUyZWY0MTY2Y2Y5Y2Y4NDAyZWFlYWJjOGFkN2ZhZDEzMTYzZQ | [29 empty] | Brand Name |  | Type | All Carbon Axial | Size |  | Color |  | Material |  | Dimensions |  | For Use With | For Lightspeed RT Xtra, Brightspeed Edge | With | With Rating Plate and Self-Catching Latch | [112 empty] | Head Holder | All Carbon Axial Head Holder |  | https://services.gehealthcare.com/gehcstorefront/p/2115996-3 | https://www.blockimaging.com/parts/2115996-3-ge-ct-metaless-axial-head-holder | https://in.bimedis.com/ge-p-n-2115996-3-m56902 |  |  | Ranjitha | 100 | 13 | 0
HCPB11_96 | GE Healthcare | 2121336 |  | Fan | Aluminum Low Noise Fan For Definium 6000, Precision 500D System |  | This Tubeaxial Fan Assembly is a thermal management device which can be used in cabinets of different assemblies. All electronic devices such as computers and other circuitry generate heat during operation, and require good thermal management to prevent premature failures. This fan comprises five numbers of straight blades and aluminum housing material which offer good mechanical properties, makes it corrosion resistance and light in weight. The fan requires 115 Volts AC power supply to provides good airflow rate of 223.6 CFM for faster air circulation and produces low noise even at 3250 RPMs. This Fan assembly can be used for thermal management purposes in GE's Definium 6000, Discovery XR656G2, Precision 500D, Revolution XRd, Optima XR646 X-Ray Systems. The fan will be shipped in suitable packaging to provide adequate protection during transit. | [7 empty] | https://services.gehealthcare.com/medias/2121336-P1.jpg?context=bWFzdGVyfGltYWdlc3w4NTM0OHxpbWFnZS9qcGVnfGFXMWhaMlZ6TDJneE5pOW9ORFF2T0RneU1qRXhNREU1TVRZME5pNXFjR2N8MDMyM2VkNzY3MGQxMGQxZDcyMDQ2NTJlZTFlZDlmYWI5ZWZjZDg0MGQ2N2I1YjE4MWFkNjA1MGNhNDA5YjZkMw | [16 empty] | Very Good Hardness And Strength | Good Corrosion Resistance | Low Noise Fan | Good Air Flow Rate | Lightweight | Reliable Operation | [7 empty] | Brand Name |  | Type | Low Noise | Size |  | Color |  | Material | Aluminum | Dimensions |  | For Use With | For Definium 6000, Precision 500D System | [114 empty] | Fan | Low Noise Fan |  | https://services.gehealthcare.com/gehcstorefront/p/2121336 | https://uat-channelpartners.gehealthcare.com/gehcstorefront/en-lm/shop/p/2121336 |  |  |  | Ranjitha | 100 | 19 | 0
HCPB11_97 | GE Healthcare | 2121398-2 | 200PL2 | Supply Command Board | 200PL2 Supply Command Board For Mammography | [9 empty] | https://services.gehealthcare.com/medias/2121398-2.jpg?context=bWFzdGVyfGltYWdlc3w3OTcxNnxpbWFnZS9qcGVnfGFXMWhaMlZ6TDJnMFpTOW9PV1l2T0Rnek1ETTFOalExTlRRMU5DNXFjR2N8NjBjYmY3ZDdhYzQzYjU5OTFiYmZhZDUyOTIzNjNiZTNmMDZlZmExYmIyZGM2OGM2YjgyYjUyZGMyZDgxYTVjOA | [29 empty] | Brand Name |  | Type |  | Size |  | Color |  | Material |  | Dimensions |  | For Use With | For Mammography, Senographe Essential | [114 empty] | Supply Command Board | Mammography Supply Command Board |  | https://services.gehealthcare.com/gehcstorefront/p/2121398-2 | https://medparts24.com/mammography-units/4116-ge-essential-mammo-accessories-pn-2121398-2.html | https://www.dotmed.com/listing/mammo-accessories/ge/senographe-essential/2121398-2/4976727 |  |  | Ranjitha | 100 | 12 | 0
HCPB11_98 | GE Healthcare | 2124639 |  | IR Remote | IR Remote For X-Ray | [9 empty] | https://www.blockimaging.com/hubfs/Parts/33628%20(2).jpg | [29 empty] | Brand Name |  | Type |  | Size |  | Color |  | Material |  | Dimensions |  | For Use With | [115 empty] | IR Remote | X-Ray IR Remote |  | https://services.gehealthcare.com/gehcstorefront/p/2124639 | https://www.blockimaging.com/parts/2124639-ge-x-ray-ir-remote-control |  |  |  | Ranjitha | 100 | 9 | 0
HCPB11_99 | GE Healthcare | 2136989 |  | Lamp | 24V 6.25A Halogen Lamp For Definium AMX700 System |  | The Lamp 6.25 A 24 V is used in X-Ray parts and other medical equipment as applicable. This halogen non-reflector lamps offer high-quality light. These ensure optimal beam performance and consistent, high light output. A wide range of wattages is available for a broad variety of applications, including projection systems. In addition you get all the proven advantages of halogen technology such as a full spectrum and a color rendering index (CRI) of 100–the same as natural light and the best that it can be. Halogen lamps also create a comfortable warm white light, and they maintain their lumen output, with almost no reduction, throughout their lifetime. The GE product is an innovation and technology which fits well into versatile customer needs. The part is diligently designed for superior performance and reliability. It is securely packed inside a high quality packing box to avoid physical damage during transit and labelled with details about the product, Quality Assurance (QA) seal and shipment. | [7 empty] | https://services.gehealthcare.com/medias/2136989-P1.jpg?context=bWFzdGVyfGltYWdlc3w1MDMzMXxpbWFnZS9qcGVnfGFXMWhaMlZ6TDJobU5pOW9NMk12T0RneU56ZzBNakU1T1RVNE1pNXFjR2N8ODQ2MjBhYjc2OGIxMmEzNDVjNzdhZWRhMWUwOGQ0YjQ0NGIwZjZlY2UwMGQyNGEzM2ZkNWUxZTAzODNlNmE2Yw | [16 empty] | Good structural design | Made of quality material | Easy to install, replace and operate | All halogen non-reflector lamps incorporate a distortion-free quartz Bulb | A precise positioning of the mounted filament | [8 empty] | Brand Name |  | Type | Halogen | Size |  | Color |  | Material |  | Dimensions |  | For Use With | For Definium AMX700 System | Voltage | 24V | Amperage | 6.25A | [110 empty] | Lamp | Halogen Lamp |  | https://services.gehealthcare.com/gehcstorefront/p/2136989 | https://www.rongtaomedical.com/ge-capacitor-battery-group-tmx-for-mobile-radp-n2404761-p00599p1.html |  |  |  | Ranjitha | 100 | 19 | 0

## Delivered
SoftNis ID | Manufacturer Name | Manufacturer Part Number | Model | Product Type | eCommerce Title (Series/Model + 1 or 2 Tech Data + Modifer with Noun) | Long Description | Product Overview | Warranty | Prop 65 | Model Fitment | Weight | Width | Height | Depth | Product Photo filename 1 | Product Photo filename 2 | Product Photo filename 3 | Product Photo filename 4 | Product Photo filename 5 | Product Photo filename 6 | Product Photo filename 7 | Product Photo filename 8 | Product Photo filename 9 | Product Photo filename 10 | Document filename 1 | Document filename 2 | Document filename 3 | Document filename 4 | Document filename 5 | Document filename 6 | Document filename 7 | Feature1 | Feature2 | Feature3 | Feature4 | Feature5 | Feature6 | Feature7 | Feature8 | Feature9 | Feature10 | Feature11 | Feature12 | Feature13 | Attribute Name | Attribute Value | Attribute Name | Attribute Value | Attribute Name | Attribute Value | Attribute Name | Attribute Value | Attribute Name | Attribute Value | Attribute Name | Attribute Value | Attribute Name | Attribute Value | Attribute Name | Attribute Value | Attribute Name | Attribute Value | Attribute Name | Attribute Value | Attribute Name | Attribute Value | Attribute Name | Attribute Value | Attribute Name | Attribute Value | Attribute Name | Attribute Value | Attribute Name | Attribute Value | Attribute Name | Attribute Value | Attribute Name | Attribute Value | Attribute Name | Attribute Value | Attribute Name | Attribute Value | Attribute Name | Attribute Value | Attribute Name | Attribute Value | Attribute Name | Attribute Value | Attribute Name | Attribute Value | Attribute Name | Attribute Value | Attribute Name | Attribute Value | Attribute Name | Attribute Value | Attribute Name | Attribute Value | Attribute Name | Attribute Value | Attribute Name | Attribute Value | Attribute Name | Attribute Value | Attribute Name | Attribute Value | Attribute Name | Attribute Value | Attribute Name | Attribute Value | Attribute Name | Attribute Value | Attribute Name | Attribute Value | Attribute Name | Attribute Value | Attribute Name | Attribute Value | Attribute Name | Attribute Value | Attribute Name | Attribute Value | Attribute Name | Attribute Value | Attribute Name | Attribute Value | Attribute Name | Attribute Value | Attribute Name | Attribute Value | Attribute Name | Attribute Value | Attribute Name | Attribute Value | Attribute Name | Attribute Value | Attribute Name | Attribute Value | Attribute Name | Attribute Value | Attribute Name | Attribute Value | Attribute Name | Attribute Value | Attribute Name | Attribute Value | Attribute Name | Attribute Value | Attribute Name | Attribute Value | Attribute Name | Attribute Value | Attribute Name | Attribute Value | Attribute Name | Attribute Value | Attribute Name | Attribute Value | Attribute Name | Attribute Value | Attribute Name | Attribute Value | Attribute Name | Attribute Value | Attribute Name | Attribute Value | Attribute Name | Attribute Value | Attribute Name | Attribute Value | Shipping Weight | Packaging | Keyword 1 | Keyword 2 | Keyword 3 | Manufacturer URL | Reference URL 1 | Reference URL 2 | Reference URL 3 | Reference URL 4 | User Name
HCPB11_1 | Carestream Health | 07046613 |  | Handle | RM Complete Handle For Polydoros X-Ray System |  |  |  |  | Quantum | [34 empty] | Brand Name |  | Type | RM Complete | Size |  | Color |  | Material | Polydoros | Dimensions |  | For Use With | For X-Ray System | [114 empty] | RM Complete Handle | RM Complete Handle | X-Ray RM CPL Handle |  | https://integritymedicalservice.com/carestream-parts/quantum-parts/7046613/ | https://www.novarium.net/vendita/marca/?cid=C080415639&brand=Siemens&um=D |  |  | Lakshmi_1
HCPB11_10 | Carestream Health | AY40-006K |  | Logic Board | Logic Board |  |  |  |  | Quantum | [34 empty] | Brand Name |  | Type |  | Size |  | Color |  | Material |  | Dimensions |  | For Use With | [115 empty] | Logic Board |  |  |  | https://integritymedicalservice.com/carestream-parts/quantum-parts/AY40-006K/ |  |  |  | Lakshmi_1
HCPB11_100 | GE Healthcare | 2145832 |  | Interface Board | HEMRC Interface Board For Lightspeed RT Scanner | [9 empty] | https://services.gehealthcare.com/medias/2145832U-P1.jpg?context=bWFzdGVyfGltYWdlc3wxMTYzMDB8aW1hZ2UvanBlZ3xhVzFoWjJWekwyaG1aaTlvT0RZdk9EZ3lNVEk1T0RNek1UWTNPQzVxY0djfDZlZDc4MDlhN2I0NjNkN2IwZTllOWUzNDJlNzU3MTVhMjY0OGUzYTc4MWQyOWVhZmY0YzgyYzAwOWExZTk3OTM | [29 empty] | Brand Name |  | Type | HEMRC | Size |  | Color |  | Material |  | Dimensions |  | For Use With | For Lightspeed RT Scanner, HiSpeed Qxi | [114 empty] | Interface Board | HEMRC Interface Board |  | https://services.gehealthcare.com/gehcstorefront/p/2145832 | https://anaint.co/products/2145832-hemrc-interface-board-for-ge-ct-scanner | https://www.sigmedimaging.com/products/2145832-hemrc-interface-board-for-ge-ct-scanner |  |  | Ranjitha
HCPB11_101 | GE Healthcare | 2147643 |  | Power Assist Handle | Intelligent Spot Film Device Left Power Assist Handle For Precision 500D System |  | This Intelligent Spot Film Device (ISFD) Power Assist Handle left assembly includes a two button switch assembly, a switch cover, and mounting hardware. The button switch assembly consists of 2 independent, normally open and double domed switches. The common of these switches are interconnected. The switch assembly is durable as it is tested to withstand perpendicularly applied forces upto 30 lbs to switch surface. The operating voltage of the switches are +24 VDC. This assembly is connected with a 14 cm long cable harness with a 4 position molex connector. This ISFD power assist handle can be used with Precision 500D systems. | [7 empty] | https://services.gehealthcare.com/medias/2147643-T1.jpg?context=bWFzdGVyfGltYWdlc3wzNTEzMDV8aW1hZ2UvanBlZ3xhVzFoWjJWekwyaGlOQzlvTVdZdk9EZzFOekEwTlRRMk56RTJOaTVxY0djfGE1MjAwNDc5MTcxMTVhYmM3ZTlhM2FlNDNmNDI5ZmI4YWY1Yjc3NzJjOTY2MjY4YjhlZmRlZmQxZmQ1NDkxMDQ | [16 empty] | Protected against rust/corrosion | Easy to recognize and operate | Good dimensional stability | Momentary type switch with tactile feedback | [9 empty] | Brand Name |  | Type | Intelligent Spot Film Device, Left | Size |  | Color |  | Material |  | Dimensions |  | For Use With | For Precision 500D System | [114 empty] | Power Assist Handle | Left Power Assist Handle | Intelligent Spot Film Device Power Assist Handle | https://services.gehealthcare.com/gehcstorefront/p/2147643 |  |  |  |  | Ranjitha
HCPB11_102 | GE Healthcare | 2162554-8 |  | Alignment Light | 3 to 6V High Definition Video Dual Beam Laser Diode Alignment Light For Brivo 355 Scanner | [9 empty] | https://services.gehealthcare.com/medias/2162554-8-T1.jpg?context=bWFzdGVyfGltYWdlc3wyNDgxODN8aW1hZ2UvanBlZ3xhVzFoWjJWekwyaGtOeTlvTVdFdk9EZzFPRGcxTURNNU5ERTBNaTVxY0djfDdjNzI2NTM5MTVlY2RlOWIzYzAwNTAyZTRkMDAwMTNlZTFjZmUxZjQyYzUwMGRiODQ0OGU2NmY1M2RiM2FlYjU | [16 empty] | High quality laser diode | Easy to fix | Easy handling | Lightweight, aesthetic design | Smooth surface finish | Operating voltage rating 3-6 VDC regulated | Continuous wave laser operation | High strength and stiffness | Environmental contamination free - no latex material used | Complies to safety standards | Material tested to ASTM standards |  |  | Brand Name |  | Type | High Definition Video Dual Beam, Laser Diode | Size |  | Color |  | Material |  | Dimensions |  | For Use With | For Brivo 355, Optima 360 1.5T Scanner | Voltage | 3 to 6V | Operating Temperature Rating | -10 to 50°C | Standards | RoHS Compliant | [108 empty] | Alignment Light | High Definition Video Dual Beam Alignment Light | Laser Diode Alignment Light | https://services.gehealthcare.com/gehcstorefront/p/2162554-8 | https://directmedimaging.com/part/mri/ge/laser-diode-alignment-light-hdv-dual-beam-2162554-8/ |  |  |  | Ranjitha
HCPB11_103 | GE Healthcare | 2182085 |  | SID Potentiometer | XT Overhead Tube Suspension Vertical Sid Potentiometer For Precision 500D System | [9 empty] | https://services.gehealthcare.com/medias/2182085.jpg?context=bWFzdGVyfGltYWdlc3w1NDY1NHxpbWFnZS9qcGVnfGFXMWhaMlZ6TDJnelppOW9OamN2T0Rnek1ETTJNall4TlRnek9DNXFjR2N8YzQ2YTQxNDc2Y2U1NmRiZTgzMGExZWNkOWM4NjQxNDU3NGI5MmJkMzRjNmZjOTNjODEwNTVkNGI2MDJjMTcwNg | [29 empty] | Brand Name |  | Type | XT Overhead Tube Suspension Vertical | Size |  | Color |  | Material |  | Dimensions |  | For Use With | For Precision 500D, Revolution XRd System | [114 empty] | SID Potentiometer | XT Overhead Tube Suspension Vertical SID Potentiometer |  | https://services.gehealthcare.com/gehcstorefront/p/2182085 | https://www.blockimaging.com/parts/2182085-ge-x-ray-xt-suspension-vertical-sid-pot-assembly |  |  |  | Ranjitha
HCPB11_104 | GE Healthcare | 2192591 |  | Power Supply | 40V 500mAh Image Intensifier Power Supply For Precision 500D System |  | This microprocessor controlled High Voltage Power Supply (HVPS) is designed to drive the 40cm X-Ray Image intensifier which is an electronic device that converts the remnant beams into a visible image. This HVPS has 6 High Voltage Outputs with 1 photocathode output & a SUB-D type 15 pins male input connector. This power is compliant to regulatory requirements and is compatible to be used with GE's Precision 500D system. | [24 empty] | Microprocessor controlled | Durable & Long Life | Good Dimensional Stability | Compact Size & Light Weight | Wide range of operating temperature | Good output stability | Low Output Ripple | [6 empty] | Brand Name |  | Type | Image Intensifier | Size |  | Color |  | Material |  | Dimensions |  | For Use With | For Precision 500D System | Voltage | 40V | Capacity | 500mAh | [110 empty] | Power Supply | Image Intensifier Power Supply |  | https://services.gehealthcare.com/gehcstorefront/p/2192591 |  |  |  |  | Ranjitha
HCPB11_105 | GE Healthcare | 2203332 |  | Assembly | Left Hand Motor Assembly For Precision 500D System | [9 empty] | https://services.gehealthcare.com/medias/2203332-P1.jpg?context=bWFzdGVyfGltYWdlc3w5MzQwNXxpbWFnZS9qcGVnfGFXMWhaMlZ6TDJneU5TOW9aR1F2T0RneU1EZzJNakU0T1RVNU9DNXFjR2N8NDY5OWE5MmNhNTUzYzU4MDYzYTgyNDVkMWFkOGUzYWY3Mzk2ZmFlYjZkYWYxMTYzMDY4ZTc4YTFkYTc4YjRlOQ | [29 empty] | Brand Name |  | Type | Left Hand, Motor | Size |  | Color |  | Material |  | Dimensions |  | For Use With | For Precision 500D System | [114 empty] | Motor Assembly | Left Hand Motor Assembly |  | https://services.gehealthcare.com/gehcstorefront/p/2203332 | https://uk.bimedis.com/ge-p-n-2203332-m92805 |  |  |  | Ranjitha
HCPB11_106 | GE Healthcare | 2203422 |  | Wire Board | Left Hand Bucky Printed PWB Wire Board For Precision 500D System | [9 empty] | https://services.gehealthcare.com/medias/2203422-P1.jpg?context=bWFzdGVyfGltYWdlc3wxNDQxMDd8aW1hZ2UvanBlZ3xhVzFoWjJWekwyaGhPQzlvWkRZdk9EZ3lNRGcyTURFNU1EYzFNQzVxY0djfGYyYzczMjZiYzlhMjJmNDMyMzVjZGQ4YWQ5NTIwNWQwNmE3ODJkNzc3YWJjN2Q0NTRkY2Y3YzY5YjIwMmEzZjA | [29 empty] | Brand Name |  | Type | Left Hand, Bucky Printed PWB | Size |  | Color |  | Material |  | Dimensions |  | For Use With | For Precision 500D System | [114 empty] | Wire Board | Bucky Printed PWB Wire Board | Left Hand Wire Board | https://services.gehealthcare.com/gehcstorefront/p/2203422 | https://www.novarium.net/vendita/prodotto/?pid=14020701890606 |  |  |  | Ranjitha
HCPB11_107 | GE Healthcare | 2205272 |  | Handle | Pressure Sensitivity Handle For Radiographic/Fluoroscopy Room | [9 empty] | https://services.gehealthcare.com/medias/2205272-T1.jpg?context=bWFzdGVyfGltYWdlc3wxNDU5NjN8aW1hZ2UvanBlZ3xhVzFoWjJWekwyZzVZUzlvWkRZdk9EZzFNelk1TkRJMU1UQXpPQzVxY0djfGQzMDhhZGJlOWNmMTA1Yjk2OTQ4NzIyZjFhMjI2OWNmYzAyZmE4ZmExYTA2NjBhNTY3MzgyNzVmMjliOGU5Y2E | [29 empty] | Brand Name |  | Type | Pressure Sensitivity | Size |  | Color |  | Material |  | Dimensions |  | For Use With | For Radiographic/Fluoroscopy Room, Renewal Part, Pressure Sensitivity | [114 empty] | Handle | Radiographic/Fluoroscopy Room Handle | Pressure Sensitivity Handle | https://services.gehealthcare.com/gehcstorefront/p/2205272 | https://www.blockimaging.com/parts/2205272-ge-r-f-room-rp-handle-assembly |  |  |  | Ranjitha
HCPB11_108 | GE Healthcare | 2207478 |  | Cable | PVC TAV Cable For Brivo XR DR-F, Brivo 315 Scanner |  | This ribbon cable comprises of two 9 position-2 row connectors designated as J8 and TAV, connected using a highly flexible 28 AWG, 7X36 tinned stranded copper conductor cable which is protected using grey colored polyvinyl chloride jacket. This cable comes with the service tool of TAV1.5/SWP4.26 which is used in the GE's Computed Tomography (CT) systems. The connector contacts are of copper alloy with gold plating which offers good conductivity, heat protection, enhance durability and exceptional corrosion protection. This cable assembly comes with pre-labled information about the part number and connecting ends for ease of understanding. | [7 empty] | https://services.gehealthcare.com/medias/2207478-P1.jpg?context=bWFzdGVyfGltYWdlc3w4NDI3OHxpbWFnZS9qcGVnfGFXMWhaMlZ6TDJnMVpDOW9OVEV2T0RneU1qQTFNVEkwTWpBeE5DNXFjR2N8ZWRiNTg0ZmIxODQ3OWI1NTU4YmZmYzIxMzcxMTg5OGQ1NjU0ZmZjZGIzZDE4YzNmYWQ2NmI3NjczMGE3YjAxYw | [16 empty] | Flexible Stranded Ribbon Cable | Good Conductivity | Zippable Cable For Branching Or Discrete Termination | Polyvinyl Chloride Jacket | Wide Operating Temperature Range | Easy To Connect And Replace | Reliable Operation | [6 empty] | Brand Name |  | Type | TAV | Size |  | Color |  | Material | PVC | Dimensions |  | For Use With | For Branching Or Discrete Termination, Brivo XR DR-F, Brivo 315 Scanner | [114 empty] | Cable | TAV Cable |  | https://services.gehealthcare.com/gehcstorefront/p/2207478 | https://pmbiomedical.com/products/img_parts_tav-cables_36376 |  |  |  | Ranjitha
HCPB11_109 | GE Healthcare | 2215674-2 |  | Capacitor Set | Lightweight Rotor Capacitor Set For Brivo 325, Brivo 315 Scanner | [9 empty] | https://services.gehealthcare.com/medias/2215674-2-T1.jpg?context=bWFzdGVyfGltYWdlc3wyNjI5OTd8aW1hZ2UvanBlZ3xhVzFoWjJWekwyZ3dZUzlvTkdFdk9EZzFNelk1TkRNeE5qVTNOQzVxY0djfDM2ZTdkNTkwODY3ZDQ5Yjg1ZGM5NGRiN2RhYmYwZmQyNjUxOTgwODAwNjQ1OGVjMzhjMjg3MzEyYzc1NTM0NGI | [16 empty] | Durable | Lightweight | Corrosion resistant | Easy to handle | Metalized polypropylene dielectric | Epoxy resin sealing | [7 empty] | Brand Name |  | Type | Lightweight | Size |  | Color |  | Material |  | Dimensions |  | For Use With | For Brivo 325, Brivo 315 Scanner | Standards | RoHS Compliant | [112 empty] | Capacitor Set | Lightweight Capacitor Set |  | https://services.gehealthcare.com/gehcstorefront/p/2215674-2 | https://www.mrictpart.com/ge-ct-scanner/2215674-2.html |  |  |  | Ranjitha
HCPB11_11 | Carestream Health | AY40-007T |  | Filament Control Board | Filament Control Board For X-Ray/Radiology |  |  |  |  | Quantum |  |  |  |  | https://i.ebayimg.com/images/g/Ju8AAOSwYbZk~K8M/s-l1600.webp | https://i.ebayimg.com/images/g/6WAAAOSwP9Nk~K8a/s-l1600.webp | https://i.ebayimg.com/images/g/5MMAAOSwTZpk~K9n/s-l1600.webp | [27 empty] | Brand Name |  | Type |  | Size |  | Color |  | Material |  | Dimensions |  | For Use With | For X-Ray/Radiology | [114 empty] | Control Board | Filament Control Board | Radiology Filament Control Board |  | https://www.novarium.net/vendita/prodotto/?pid=21012802902325 | https://www.ebay.com/itm/374924085008 |  |  | Lakshmi_1
HCPB11_110 | GE Healthcare | 2222564-30 |  | Water Chiller | Gradient Water Chiller For MRI Systems | [9 empty] | https://www.medicaloutfittersparts.com/web/image/product.product/10945/image_1024/%5B2222564-30%2C%20RC045J03BG0C011%5D%20GE%20MRI%20Gradient%20Water%20Chiller%2C%20PN%202222564-30%2C%20RC045J03BG0C011?unique=d975178 | https://www.medicaloutfittersparts.com/web/image/product.image/3272/image_1024/GE%20MRI%20Gradient%20Water%20Chiller%2C%20PN%202222564-30%2C%20RC045J03BG0C011?unique=27835cd | https://www.medicaloutfittersparts.com/web/image/product.image/3273/image_1024/GE%20MRI%20Gradient%20Water%20Chiller%2C%20PN%202222564-30%2C%20RC045J03BG0C011?unique=27835cd | [27 empty] | Brand Name |  | Type | Gradient | Size |  | Color |  | Material |  | Dimensions |  | For Use With | For Mri Systems | [114 empty] | Water Chiller | Gradient Water Chiller |  |  | https://www.medicaloutfittersparts.com/shop/2222564-30-rc045j03bg0c011-ge-mri-gradient-water-chiller-pn-2222564-30-rc045j03bg0c011-23712 | https://meditegic.com/2222564-30-gradient-chiller-for-ge-15t-mri/ |  |  | Ranjitha
HCPB11_111 | GE Healthcare | 2253677 |  | Brush Tip | Signal Brush Tip For Optima 660, Revolution CT Scanner | [9 empty] | https://services.gehealthcare.com/medias/2253677.jpg?context=bWFzdGVyfGltYWdlc3w1OTY2NHxpbWFnZS9qcGVnfGFXMWhaMlZ6TDJneU15OW9ZMll2T0Rnek1ETTNNRFUzT0RRMk1pNXFjR2N8MTI3NjRmNGVkM2U2YzM1NmNlNDExMWE2OTM3N2JkMWMzMzVlNmJjYzdlN2UxM2FmMzM3M2MzM2ViZmRjZDU3Nw | [29 empty] | Brand Name |  | Type | Signal | Size |  | Color |  | Material |  | Dimensions |  | For Use With | For Optima 660, Revolution CT Scanner | [114 empty] | Brush Tip | Signal Brush Tip |  | https://services.gehealthcare.com/gehcstorefront/p/2253677 | https://www.blockimaging.com/parts/2253677-ge-ct-signal-brush-tip |  |  |  | Ranjitha
HCPB11_112 | GE Healthcare | 2257207 |  | Power Supply | 24VDC 60W High Performance Switching Power Supply For Signa HD 3.0T X-Ray | [9 empty] | https://services.gehealthcare.com/medias/2257207-P1.jpg?context=bWFzdGVyfGltYWdlc3wxMjgzMDF8aW1hZ2UvanBlZ3xhVzFoWjJWekwyZ3hPUzlvT1RNdk9EZ3lNRGd6TkRVNU9EazBNaTVxY0djfGMyNjkxNjE0Y2Y3NzgxMTM4ODE0OGEwMmNiZGNiZTNiMGQ1YzhjZmFiNDdhZTM4ZWM0YTY0ZTc2YTFkMTUzMjg | [16 empty] | Universal input power supply | High performance | Has in-built EMI filters | Allows to fine-tune the output voltage | [9 empty] | Brand Name |  | Type | High Performance, Switching | Size |  | Color |  | Material |  | Dimensions |  | For Use With | For Discovery 750w GEM 3.-T, Signa HD 3.0T X-Ray | Voltage | 24VDC | Power Rating | 60W | Standards | RoHS Compliant | [108 empty] | Power Supply | Switching Power Supply | High Performance Power Supply | https://services.gehealthcare.com/gehcstorefront/p/2257207 | https://www.blockimaging.com/parts/2257207-ge-x-ray-lps65-24vdc-60w-switching-board-power-supply |  |  |  | Ranjitha
HCPB11_113 | GE Healthcare | 2259298-18 |  | Power Supply | 24VDC 6.5A Panel Mount Power Supply For Revolution XRd, Definium 8000 System | [9 empty] | https://services.gehealthcare.com/medias/2259298-18-P1.jpg?context=bWFzdGVyfGltYWdlc3wxMDkxOTZ8aW1hZ2UvanBlZ3xhVzFoWjJWekwyZ3pNUzlvWTJFdk9EZ3lNRGd4TkRrd05UTTNOQzVxY0djfDRmMTFkZGM4NGViOTU0Yjc4ZDEzYWFiNjE0YjQxNjcyMTE0Mzc1OWFhOTU5NTExZjQ4N2JiNDAwZDcyOGFkMGQ | [16 empty] | AC input voltage range selectable by switch (90-132Vac, 180-264Vac) | Conforms to harmonic current IEC/EN 61000-3-2, Class A | High MTBF > 700,000 hrs as per Telcordia SR-332 | Fully regulated output | Adjustable output voltage | Over voltage/over load protection | With Mounting Bracket | Convection Cooling | Compact Size and Reliable |  |  |  |  | Brand Name |  | Type | Panel Mount | Size |  | Color |  | Material |  | Dimensions |  | For Use With | For Revolution XRd, Definium 8000 System | Voltage | 24VDC | Amperage | 6.5A | [110 empty] | Power Supply | Panel Mount Power Supply |  | https://services.gehealthcare.com/gehcstorefront/p/2259298-18 | https://www.blockimaging.com/parts/2259298-18-ge-x-ray-switch-power-supply |  |  |  | Ranjitha
HCPB11_114 | GE Healthcare | 2259298-23 |  | Micro-Movement Switch | Silhouette Film Changer Micro-Movement Switch For X-Ray System | [9 empty] | https://services.gehealthcare.com/medias/2259298-23-P.jpg?context=bWFzdGVyfGltYWdlc3w4ODA4NnxpbWFnZS9qcGVnfGFXMWhaMlZ6TDJnMU9TOW9NRE12T0RneU1EY3pNams0TlRNM05DNXFjR2N8NWYwZTA3ZGU0MzJmMTk0N2RiOTlhN2QxYWU1ZDEwZWZmM2FlOGRiMGRhOWUyMTZiMzY1OTU3ZTRlN2FiNTE2Nw | [16 empty] | Easy to connect and disconnect | Reliability is excellent | It’s has long life | Complies to UL 1054 | Compact and lightweight | [8 empty] | Brand Name |  | Type | Silhouette Film Changer | Size |  | Color |  | Material |  | Dimensions |  | For Use With | For X-Ray System | Standards | RoHS Compliant | [112 empty] | Micro-Movement Switch | Silhouette Film Changer Micro-Movement Switch |  | https://services.gehealthcare.com/gehcstorefront/p/2259298-23 | https://www.blockimaging.com/parts/2259298-23-ge-x-ray-film-changer-micro-movement-switch |  |  |  | Ranjitha
HCPB11_115 | GE Healthcare | 2259298-26 |  | Control Board | Silhouette Film Changer Table Logic Control Board For Revolution XRd System | [9 empty] | https://services.gehealthcare.com/medias/2259298-26-P1.jpg?context=bWFzdGVyfGltYWdlc3wzNDUzMTZ8aW1hZ2UvanBlZ3xhVzFoWjJWekwyZzVNQzlvWXpNdk9EZzNOemM0TXpBeU16WTBOaTVxY0djfDNhMmMxMDkxZGRlMWRlYWM3ODE2NmRiNmMwZTQ1NDhhNTY4ZTllYmEwZmQ3NDA2ZTMzYWIwZjYxYjQ3MmIzN2Y | [16 empty] | Can work efficiently in a wide temperature range | Good chemical resistance | Accurate and quick in responding | Protected and safe to use | Lead free soldering | [8 empty] | Brand Name |  | Type | Silhouette Film Changer | Size |  | Color |  | Material |  | Dimensions |  | For Use With | For Revolution XRd System | [114 empty] | Control Board | Silhouette Film Changer Control Board |  | https://services.gehealthcare.com/gehcstorefront/p/2259298-26 | https://www.shopmedparts.com/products/table-logic-control-board-2259298-26-ge?srsltid=AfmBOoo4DdRPfYlOiFEta1rEe7tRWTDjdr1XEVyxlseTkgNE_l-HB_gI | https://www.blockimaging.com/parts/2259298-26-ge-x-ray-table-logic-control-board |  |  | Ranjitha
HCPB11_116 | GE Healthcare | 2259298-5 |  | Electro Magnetic Lock | Remote Operation Electro Magnetic Lock For Definium 8000 Detectors |  | The Electro Magnetic Locks are used to control and arrest the inherent movement of relatively movable members of the X-Ray apparatus. The electro magnetic locks are self-adjusting and are subject to remote control. The electro magnetic lock embodies a magnetic core surrounded by an energizing coil and have a flexible part which holds the apparatus. A source of electrical energy is connected to one end to energize the coil and polarize the magnet. The electro magnetic lock have sufficient power to provide positive magnetic locking action between the stationary and movable members of the apparatus. The lock is comprised of Iron core, coil, insulated washer, pin, insulated terminal, and soft pipe. The GE product is an innovation and technology which fits well into versatile customer needs. It is manufactured using high precision techniques which helps to achieve a good surface finish as well as good product consistency. The part is diligently designed for high performance and reliability. It is securely packaged inside a high quality packing box to avoid physical damage during transit and labelled with details about the product, Quality Assurance (QA) seal and shipment details. Every unit is shipped with its individual signed test report included in the package. The testing covers all internal components and external connections. | [7 empty] | https://services.gehealthcare.com/medias/2259298-5-P1.jpg?context=bWFzdGVyfGltYWdlc3w4MTczNHxpbWFnZS9qcGVnfGFXMWhaMlZ6TDJnME5DOW9Oek12T0RneU1EZ3lOVFF5TXprd01pNXFjR2N8NDFiY2Q2Njc4NzU1NzQ2YWQ4Mzg4N2ExZjczZWEwZjQ0Y2UwMTRiYjdhY2FiNTQ4ZWE4YmMxZWNlNDQ0M2Y2ZA | [16 empty] | Enough power of the Lock to hold many weights | Remote operation | Easy to install | Quick to operate | Suffers less damage from multiple blows | [8 empty] | Brand Name |  | Type | Remote Operation | Size |  | Color |  | Material |  | Dimensions |  | For Use With | For Revolution XRd, Definium 8000 System | Standards | RoHS Compliant | [112 empty] | Electro Magnetic Lock | Remote Operation Electro Magnetic Lock |  | https://services.gehealthcare.com/gehcstorefront/p/2259298-5 | https://innovative-radiology.com/parts/imaging-parts/sku/2259298-5.html |  |  |  | Ranjitha
HCPB11_117 | GE Healthcare | 2259298-6 |  | Electro Magnetic Lock | Silhouette Film Changer Electro Magnetic Lock For X-Ray, Revolution XRd System |  | The Silhouette Film Changer Electro Magnetic Lock Assembly consists of a bracket assembly, a rectangle brake coil assembly, a RoHS compliant wire, a coil frame, a thin wall soft pipe, a core axle, a coil connecting axle, a pan head screw, a spring lock, a flat washer, a guide nut, a hexagonal nut and a brake plate assembly. These parts are assembled together to form the completed assembly. The Silhouette Film Changer Electro Magnetic Lock is used in the OTS carriage system to aid in fixing its position. When the lateral lock system button is pressed, power passes to the lateral lock unit and moves the lock rod backwards. This part is an electromagnetic type lock and remains activated when the power is off. This part also acts as a safety system for OTS carriage. | [7 empty] | https://services.gehealthcare.com/medias/2259298-6-T1.jpg?context=bWFzdGVyfGltYWdlc3wxNjA2Njd8aW1hZ2UvanBlZ3xhVzFoWjJWekwyZ3daaTlvTUdRdk9EZzFNelk1TkRjd09UYzVNQzVxY0djfDhjM2YzZmNlZTNlZTg5NDIzYzFiZTllMWY4ZTJjNTgyZTlmMjFiOGM4OWM2YWY4NjVkZWU5MDU0ZTRhMjgwYmE | [16 empty] | RoHS compliant | Made of high quality material | High safety protection | Electromagnetic technology | [9 empty] | Brand Name |  | Type | Silhouette Film Changer | Size |  | Color |  | Material |  | Dimensions |  | For Use With | For X-Ray, Revolution XRd System | [114 empty] | Electro Magnetic Lock | Revolution XRd System Electro Magnetic Lock | Silhouette Film Changer Lock | https://services.gehealthcare.com/gehcstorefront/p/2259298-6 | https://www.blockimaging.com/parts/2259298-6-ge-x-ray-silhouette-film-changer-electro-magnetic-lock |  |  |  | Ranjitha
HCPB11_118 | GE Healthcare | 2259298-67 |  | Electro Magnetic Lock | Silhouette Film Changer Bucky Electro Magnetic Lock For X-Ray System | [9 empty] | https://services.gehealthcare.com/medias/2259298-67-T1.jpg?context=bWFzdGVyfGltYWdlc3wxOTIwMjN8aW1hZ2UvanBlZ3xhVzFoWjJWekwyaGxOUzlvT0dJdk9EZzFORE15T1RFMk16Z3dOaTVxY0djfGY1YjJlZWI4NDliNWM3NjNiZTk2MGQ2NzcyNGFjODI0OTc5YjY0NTEzODFjYWRhYmE1MjI1ZGI3NDg2ZWM2Njg | [29 empty] | Brand Name |  | Type | Silhouette Film Changer | Size |  | Color |  | Material |  | Dimensions |  | For Use With | For X-Ray System | [114 empty] | Electro Magnetic Lock | X-Ray Electro Magnetic Lock | Silhouette Film Changer Lock | https://services.gehealthcare.com/gehcstorefront/p/2259298-67 | https://www.blockimaging.com/parts/2259298-67-ge-x-ray-bucky-em-lock |  |  |  | Ranjitha
HCPB11_119 | GE Healthcare | 2259981 | VAR RAD14 | Tube | VAR RAD14 54 x 90 Tube For Proteus XR/A Radiography Systems | [9 empty] | https://services.gehealthcare.com/medias/2259981-P1.jpg?context=bWFzdGVyfGltYWdlc3w3NjEwOHxpbWFnZS9qcGVnfGFXMWhaMlZ6TDJoaVlTOW9aalF2T0RneU1EYzFPVEUyTnpBd05pNXFjR2N8MTA0MmFlZDEzZTU2YzhkODg4OWIxNjYxM2IyNDBlMzQ1YzZjMzAxY2U3NzQzM2Q4ZTI1NDA1YzcwNmRmYTA0Zg | [29 empty] | Brand Name |  | Type |  | Size |  | Color |  | Material |  | Dimensions | 54 x 90 | For Use With | For Proteus XR/a Radiography Systems | Focal Spot Size | 0.6/1.2mm | [112 empty] | Tube | VAR Rad14 Tube | XR/A VAR Rad14 Tube | https://services.gehealthcare.com/gehcstorefront/p/2259981 | https://www.medicaloutfittersparts.com/shop/2259981-rad-14-ge-proteus-x-ray-tube-var-rad14-0612-diameter-54-90-pn-2259981-25987 |  |  |  | Ranjitha
HCPB11_12 | Carestream Health | AY40-013T |  | Rotor Drive Board | Low Speed Rotor Drive Board For HF Series X-Ray Generator |  |  |  |  | Quantum | [34 empty] | Brand Name |  | Type | Low Speed | Size |  | Color |  | Material |  | Dimensions |  | For Use With | For HF Series X-Ray Generator | [114 empty] | Rotor Drive Board | Low Speed Rotor Drive Board | X-Ray Generator Rotor Drive Board |  | http://www.frankshospitalworkshop.com/equipment/documents/x-ray/service_manuals/Quantum%20Odyssey,%20Q-Vision%20X-Ray%20-%20Service%20manual.pdf |  |  |  | Lakshmi_1
HCPB11_120 | GE Healthcare | 2260427 |  | Coolant | Corrosion Protection Body Coil Coolant For MRI | [9 empty] | https://services.gehealthcare.com/medias/2260427-T1.jpg?context=bWFzdGVyfGltYWdlc3wyMDgzNDh8aW1hZ2UvanBlZ3xhVzFoWjJWekwyZzBOeTlvTlRZdk9EZzFNelk1TkRnME1EZzJNaTVxY0djfDY0OWM0ZjkxMDNlMjUxZGY4YzY1MWZkMjJkNzI5MzA2ZjRiMTFiMGI4NmQ3NTAwYzkwN2M0OTg5NDU0YTI2ZDU | [16 empty] | Chemical stability | Corrosion protection | Higher maximum operating temperature | Higher reserve alkalinity and greater thermal stability | Odorless | Excellent freeze without significant reduction in heat transfer performance | Low viscosity | [6 empty] | Brand Name |  | Type | Corrosion Protection, Body Coil | Size |  | Color |  | Material |  | Dimensions |  | For Use With | For MRI | [114 empty] | Coolant | Corrosion Protection Coolant | Body Coil Coolant | https://services.gehealthcare.com/gehcstorefront/p/2260427 | https://www.blockimaging.com/parts/2260427-ge-mri-body-coil-coolant | https://www.dotmed.com/listing/mri-accessories/ge/2260427/body-coil-coolant/3066463 |  |  | Ranjitha
HCPB11_121 | GE Healthcare | 2269002 |  | Cable | 24m L 16mm dia High Voltage Cable For X-Ray, Precision 500D System | [9 empty] | https://services.gehealthcare.com/medias/2269002-T1.jpg?context=bWFzdGVyfGltYWdlc3wzMzY2MDh8aW1hZ2UvanBlZ3xhVzFoWjJWekwyaGlaUzlvTVRBdk9EZzFPVGd5TWpjNE5EVTBNaTVxY0djfDMzOTdjNjg5NTJmOGQxNzJiZWVhYjRmOGFmNzFjMTdhMTIzNmY5YjUyOTNmNTYzYzRhODlkZmY0MzNhOWFlMzM | [29 empty] | Brand Name |  | Type | High Voltage | Size |  | Color |  | Material |  | Dimensions |  | For Use With | For X-Ray, Precision 500D System | With | With Removable Flange | Length | 24m | Diameter | 16mm | [108 empty] | Cable | High Voltage Cable | Precision System Cable | https://services.gehealthcare.com/gehcstorefront/p/2269002 | https://www.blockimaging.com/parts/2269002-ge-x-ray-hv-cathode-cable |  |  |  | Ranjitha
HCPB11_122 | GE Healthcare | 2270267-4 |  | Amplifier | GE4 Motion Control Amplifier For Revolution XRd, Definium 8000 System | [9 empty] | https://services.gehealthcare.com/medias/2270267-4-P1.jpg?context=bWFzdGVyfGltYWdlc3wyMTA4NzR8aW1hZ2UvanBlZ3xhVzFoWjJWekwyZzJOQzlvWVRBdk9EZzNORGMzTkRZNU1UZzNNQzVxY0djfGU1NzRhN2ViZjFmMDlhMWFjM2ZhZWZhN2M2ZWZmNmM4NWVmNTNkMzJjMDU5NTBiYTIzZTQzZTJhNTRkODdjOWM | [16 empty] | No preventive maintenance is required | Serviceability | Compact design | Reliable performance | [9 empty] | Brand Name |  | Type | GE4 Motion Control | Size |  | Color |  | Material |  | Dimensions |  | For Use With | For Revolution XRd, Definium 8000 System | [114 empty] | Amplifier | GE4 Motion Control Amplifier |  | https://services.gehealthcare.com/gehcstorefront/p/2270267-4 | https://www.blockimaging.com/parts/2270267-4-ge-r-f-room-motion-control-amplifier |  |  |  | Ranjitha
HCPB11_123 | GE Healthcare | 2273991 |  | Control Board | Optics Control Board For Precision 500D System |  | The Optics Control Board combines the optical and copper paths on the same board. The copper paths are used to distribute the power and low speed data, whereas the optical paths are used to handle the high speed signals and data. The control board is the Optical Control Board (OCB) of the LEELOO CCD platform. The OCB software supports two types of MCU: MC68HC912D60 and MC68HC912D60A. The 68HC912D60 microcontroller unit (MCU) is a 16-bit device available in two package options, 80-pin QFP and 112-pin TQFP. The 68HC912D60 has a full 16-bit data paths throughout. The OCB software uses 60K flash EEPROM to store programs, 1K EEPROM to store the parameter database, ECT to accumulate AEC pulses, MSCAN to do CAN communication between OCB and SYSTEM, ATD0 to get the potentiometer voltage of IRIS, NDF, Rotation and One SCI to communicate with II power supply, and the other controlling ADCM. OCB uses the continuous potentiometer signals as feedback. OCB uses a temperature sensor to get the temperature around the board. If the temperature is too high (> 60.0° C), OCB will send a CAN message to alert system. This optical circuit board is used to reduce the surface area of the board by 20% and also reduce the number of layers of the board by 50%. | [7 empty] | https://services.gehealthcare.com/medias/2273991.jpg?context=bWFzdGVyfGltYWdlc3w3Mzc2NHxpbWFnZS9qcGVnfGFXMWhaMlZ6TDJnellpOW9aREV2T0Rnek1ETTNNalUwTkRVME1pNXFjR2N8MzU3MTJjNzVmMjYxNDhhMWFiNWE5YjQyMmM3NDk3YTg0ODRiY2YwN2ZlYmQ1YjlkMmRkZjgxY2M3ODU2MTgxNQ | [16 empty] | Consumes the lower power than electrical system | Handle low speed data and high speed signals | Compact | Reduce the surface area of board by 20% | Reduce the number of layers of board by 50% | ECT used to accumulate AEC pulses | ATD0 used to get potentiometer voltage of IRIS | 68HC912D60 / 68HC912D60A has an Enhanced Capture Timer module | Four input capture channels | Four 8-bit pulse accumulator | 16-bit modules down-counter with 4-bit prescaler | Four user selectable delay counters for input noise immunity increase |  | Brand Name |  | Type | Optics | Size |  | Color |  | Material |  | Dimensions |  | For Use With | For Precision 500D System | [114 empty] | Control Board | Optics Control Board |  | https://services.gehealthcare.com/gehcstorefront/p/2273991 | https://www.blockimaging.com/parts/2273991-ge-r-f-room-optics-control-board |  |  |  | Ranjitha
HCPB11_124 | GE Healthcare | 2281087-2 |  | Phantom | Condor Flat Field Phantom For Definium 6000, Discovery XR656G2 System |  | The Condor Flat Field Phantom is used in the X-ray digital Rad room. The X-ray equipment is to be routinely checked for optimum imaging performance and appropriate radiation dosing. Phantoms are special pieces of imaging equipment that are often used for calibration and testing purposes. In radiology, phantoms are utilized to estimate radiation dose delivered to patients and evaluate the quality of imaging systems. They can also be used to conduct physics experiments. Hence, the material of the phantoms should closely mimic the human tissue, in particular, the radiological characteristics of the material must be similar to that of the tissue. The phantom is a sample material which is used to check the machines with all experiments before using with human beings to avoid risk. It is also used for the medical practitioners to get trained with the scanners and acquire knowledge about it. The material used to make the phantom is soft, highly reflective, non-toxic and has good mechanical stability. The Condor flat field phantom is used in X-ray machines like XR Definium 6000, XR Definium 8000, XR Discovery XR650, XR Discovery XR656, XR Optima XR646, Performa and Optima. | [7 empty] | https://services.gehealthcare.com/medias/2281087-2-P1.jpg?context=bWFzdGVyfGltYWdlc3w3MDcwN3xpbWFnZS9qcGVnfGFXMWhaMlZ6TDJnNU9DOW9NVEF2T0RneU1EZ3lOVGcwT1RnNE5pNXFjR2N8ZGZiYTYxY2M5YjIyMDRiM2Y5OGRjN2Q2YTFiZTkxMjkxNWY3ODZhODVlNjg3ZDE4ODU0Zjg1ZDZjNzJiYmU0Mg | [16 empty] | Soft and ductile | High reflectivity | Lightweight | Good corrosion resistance | Non-toxic | Excellent workability | High thermal conductivity | Easy to install | Easily portable |  |  |  |  | Brand Name |  | Type | Condor Flat Field | Size |  | Color |  | Material |  | Dimensions |  | For Use With | For Definium 6000, Discovery XR656G2 System | Standards | RoHS Compliant | [112 empty] | Phantom | Condor Flat Field Phantom |  | https://services.gehealthcare.com/gehcstorefront/p/2281087-2 | https://pmbiomedical.com/products/img_parts_condor-flat-field-phantom-2281087-2_34010 |  |  |  | Ranjitha
HCPB11_125 | GE Healthcare | 2286434-3 |  | Coolant Kit | Distilled Coolix Water Coolant Kit For Discovery IGS 530 System | [9 empty] | https://services.gehealthcare.com/medias/2286434-3-P1.jpg?context=bWFzdGVyfGltYWdlc3wyNzkzMzd8aW1hZ2UvanBlZ3xhVzFoWjJWekwyZzNPQzlvTVdZdk9EZzNOemc0TWpJeE1qTTRNaTVxY0djfGY1ZjMwY2I2MDkxMzhiNGM5NzVmNTJmNWJiYWFlODY2YTEzNjQ4ZTkxN2VkZDAzODk4NzM2MmU5MDAxMzU4MDY | [16 empty] | Good structural design | Made of quality material | Good corrosion resistance | [10 empty] | Brand Name |  | Type | Coolix Water | Size |  | Color |  | Material |  | Dimensions |  | For Use With | For Discovery IGS 520, Discovery IGS 530 System | Standards | ASTM-D1193 Type II | [112 empty] | Coolant Kit | Coolix Water Coolant Kit |  | https://services.gehealthcare.com/gehcstorefront/p/2286434-3 | https://www.cna-medical.com/product-p/2286434-3.htm |  |  |  | Ranjitha
HCPB11_126 | GE Healthcare | 2288705 |  | Handle | Bucky Handle For Proteus XR/A Radiographic System | [9 empty] | https://services.gehealthcare.com/medias/2288705-P1.jpg?context=bWFzdGVyfGltYWdlc3w3NTY3NHxpbWFnZS9qcGVnfGFXMWhaMlZ6TDJoa1pTOW9OR1V2T0RneU1EYzFPVFE1TkRZNE5pNXFjR2N8OGE0MjZkZWM3YTE0MTFmMWJjZTNkNmY1ZmFiNWRhMWJkMDgxOTI2MGY2MmU3YjljZDNhODZhNWZlMzM0MjNiZQ | [16 empty] | Reliable and durable | Does not contain any internal sharp edges, scratches and notches | Allows smooth and steady movement of the Bucky | Strong and hard | RoHS compliant | [8 empty] | Brand Name |  | Type | Bucky | Size |  | Color |  | Material |  | Dimensions |  | For Use With | For Proteus XR/A Radiographic System | [114 empty] | Handle | Bucky Handle | XR/A System Bucky Handle | https://services.gehealthcare.com/gehcstorefront/p/2288705 | https://parts.multi-inc.com/part/2288705 |  |  |  | Ranjitha
HCPB11_127 | GE Healthcare | 2288706 |  | Handle Button | Bucky Handle Button For Proteus XR/A Radiographic System | [9 empty] | https://services.gehealthcare.com/medias/2288706-P1.jpg?context=bWFzdGVyfGltYWdlc3w3NzM5NnxpbWFnZS9qcGVnfGFXMWhaMlZ6TDJneVlpOW9aREl2T0RneU1EZ3hOVEl6TXpBMU5DNXFjR2N8NzQ5ZTYxZmM3MTM4N2Y1ZDkzNzgxN2VlZWZmNGJhODVmZWY0MzQ5MjNmMjA0MmNlMmEyOWNkYjZmYWYwN2U1ZQ | [29 empty] | Brand Name |  | Type | Bucky | Size |  | Color |  | Material |  | Dimensions |  | For Use With | For Proteus XR/A Radiographic System | [114 empty] | Handle Button | Bucky Handle Button | XR/A System Handle Button | https://services.gehealthcare.com/gehcstorefront/p/2288706 | https://in.bimedis.com/ge-p-n-2288706-m107610/refurbished |  |  |  | Ranjitha
HCPB11_128 | GE Healthcare | 2295553 |  | Battery | Battery For UPS, Mammography | [9 empty] | https://services.gehealthcare.com/medias/2295553.jpg?context=bWFzdGVyfGltYWdlc3w1OTc0MnxpbWFnZS9qcGVnfGFXMWhaMlZ6TDJnMk1pOW9OemN2T0RnME1EazBOVEV6T1RjME1pNXFjR2N8YzQwMTM1OGE1ZjNmNmVmZjVlNjU0ZTViZTE0NDZmNmZjMDY2NThjMzg1ZmFhYTAyYWNhNmNkOGRmMTExMDU5ZA | [16 empty] | High quality UPS battery | High tensile and impact strength | Provides battery back-up power | Compact size and leak proof | Extended service life and reliable | [8 empty] | Brand Name |  | Type |  | Size |  | Color |  | Material |  | Dimensions |  | For Use With | For UPS, Mammography, Senographe Essential | [114 empty] | Battery | Mammography Battery | UPS Battery | https://services.gehealthcare.com/gehcstorefront/p/2295553 | https://www.blockimaging.com/parts/2295553-ge-mammography-ups-battery |  |  |  | Ranjitha
HCPB11_129 | GE Healthcare | 2296818 | T3455DK | Assembly | T3455DK Detector Module Assembly For Discovery ST, Discovery ST (8 Slice) System | [9 empty] | https://services.gehealthcare.com/medias/2296818.jpg?context=bWFzdGVyfGltYWdlc3w1ODA2NHxpbWFnZS9qcGVnfGFXMWhaMlZ6TDJneE15OW9OMkl2T0Rnek1UY3lNekV4TURRek1DNXFjR2N8MDM5NTI1YWEyODBmMjE1NzVmZTkxMTA5OTNlOGIwYjNiZDY4NDQ0NGEzOWUzNDU5ZWU0YmQ2ZGYwOTA4NzJjMQ | [16 empty] | Field Replaceable Unit (FRU) | Reliable, durable and highly advanced | Complies with IEC601 and UL2601 standards | [10 empty] | Brand Name |  | Type | Detector Module | Size |  | Color |  | Material |  | Dimensions |  | For Use With | For Discovery ST, Discovery ST (8 Slice) System | [114 empty] | Detector Module Assembly | Detector Module Detector Module Assembly |  | https://services.gehealthcare.com/gehcstorefront/p/2296818 | https://www.blockimaging.com/parts/2296818-ge-molecular-imaging-bgo-6x6-detector-module-assembly |  |  |  | Ranjitha
HCPB11_13 | Carestream Health | AY40-036S |  | Drive Board | HSS Drive Board For X-Ray Generator |  |  |  |  | Quantum |  |  |  |  | https://www.medicaloutfittersparts.com/web/image/product.product/14017/image_1024/%5BAY40-036S%5D%20Carestream%20X-Ray%20Generator%20HSS%20Drive%20Board%20A20A2%2C%20PN%20AY40-036S?unique=b934330 | https://www.medicaloutfittersparts.com/web/image/product.image/4686/image_1024/Carestream%20X-Ray%20Generator%20HSS%20Drive%20Board%20A20A2%2C%20PN%20AY40-036S?unique=b934330 | https://www.medicaloutfittersparts.com/web/image/product.image/4687/image_1024/Carestream%20X-Ray%20Generator%20HSS%20Drive%20Board%20A20A2%2C%20PN%20AY40-036S?unique=b934330 | [27 empty] | Brand Name |  | Type | HSS | Size |  | Color |  | Material |  | Dimensions |  | For Use With | For X-Ray Generator | [114 empty] | Drive Board | HSS Drive Board | X-Ray Generator HSS Drive Board |  | https://www.medicaloutfittersparts.com/shop/ay40-036s-carestream-x-ray-generator-hss-drive-board-a20a2-pn-ay40-036s-26784 | https://www.ebay.com/itm/374924071276 |  |  | Lakshmi_1
HCPB11_130 | GE Healthcare | 2300278 |  | Hard Drive | 20.4GB MDA Integrated Drive Electronics Hard Drive With Software Version 4.11 | [9 empty] | https://services.gehealthcare.com/medias/2300278.jpg?context=bWFzdGVyfGltYWdlc3w1NTgxNHxpbWFnZS9qcGVnfGFXMWhaMlZ6TDJnMFlpOW9aVGd2T0RnME1EazBOVFV3TURFNU1DNXFjR2N8ZmQ1ZmIwMTNmMGRjMDIyYmEzYWZhOTYyMzQ2MzhlNGU0OTFhOTNjOGQyNGEzNjQ5OGZhMTI4ODMwOGE1YzY1Mw | [29 empty] | Brand Name |  | Type | MDA, Integrated Drive Electronics | Size |  | Color |  | Material |  | Dimensions |  | For Use With |  | Capacity | 20.4GB | With | With Software Version 4.11 | [110 empty] | Hard Drive | Integrated Drive Electronics Hard Drive | MDA Hard Drive | https://services.gehealthcare.com/gehcstorefront/p/2300278 | https://www.dotmed.com/listing/c-arm/ge/stenoscop-mda/2300278/2633199 |  |  |  | Ranjitha
HCPB11_131 | GE Healthcare | 2316325 |  | Assembly | High Brightness Wallstand Angulation Lock Assembly For Revolution XRd System | [9 empty] | https://services.gehealthcare.com/medias/2316325-T1.jpg?context=bWFzdGVyfGltYWdlc3wxNjk4NzV8aW1hZ2UvanBlZ3xhVzFoWjJWekwyZzNOUzlvTlRJdk9EZzFNelk1TlRBd05EY3dNaTVxY0djfGI1N2EzMjNhZTQyYjBjNzZiZjEzZTVkYTJlYzI5MWJjN2U0OTRlZDBkOGRhMzRlMzJmODAwYzBiMWIxZjAyYTQ | [29 empty] | Brand Name |  | Type | High Brightness, Wallstand, Angulation Lock | Size |  | Color |  | Material |  | Dimensions |  | For Use With | For Definium 8000, Revolution XRd System | [114 empty] | Lock Assembly | Angulation Lock Lock Assembly | High Brightness High Brightness, Wallstand, | https://services.gehealthcare.com/gehcstorefront/p/2316325 | https://www.blockimaging.com/parts/2316325-ge-x-ray-high-brightness-wallstand-angulation-lock-assembly |  |  |  | Ranjitha
HCPB11_132 | GE Healthcare | 2318808-2 |  | Connector | 0.050in 150-Pin Flex To PCB Interposer Connector With Guide Pins |  | The Connector comes as a part of the Computed Tomography (CT), a computerized process of obtaining images or scanning the body parts by means of X-Rays. It is used for imaging method diagnosis using X-Rays. A stream of electrons produced by X-Ray tube is accelerated to specific velocity by an external high-voltage supply and collide with the target anode in the tube. The beam formed is focused on the patient, and X-Rays emerging from the patient carry the image information which can be stored in a film. The device, collimator, is provided to narrow the rays such that a parallel beam of rays is created which are aligned in a direction. In other words, it filters the rays. It formats the X-Ray beam, by limiting its geometrical extension and influencing on its filtration. The connector is of 150-Pin. The interposer is an electrical interface routing used to spread a connection to Printed Circuit Board (PCB). The guide pins are provided along with the assembly. It comes as a part of the CT device like 600 CT devices. | [7 empty] | https://services.gehealthcare.com/medias/2318808-2-P1.jpg?context=bWFzdGVyfGltYWdlc3w3MzcwN3xpbWFnZS9qcGVnfGFXMWhaMlZ6TDJnell5OW9OV012T0RneU1EZ3hOems0TlRVMk5pNXFjR2N8NTU0YWMzZDRkYTg4NGQ3M2Y2ZGZjMjhiZTJmMTkwNmRkZThiMmNlMmYyMzBkMTJjYTJmZjI5MjdiMjQ3ZDE1NA | [16 empty] | Enhanced corrosion resistance | Aesthetic in appearance | Strong and ductile | Durable and reliable | Safe packaging provided to prevent damage due to shifting or rubbing during transit | [8 empty] | Brand Name |  | Type | Flex To PCB, Interposer | Size | 0.050in | Color |  | Material |  | Dimensions |  | For Use With |  | Number Of Pin | 150 | With | With Guide Pins | Standards | RoHS Compliant | [108 empty] | Connector | Interposer Connector | Flex To PCB Connector | https://services.gehealthcare.com/gehcstorefront/p/2318808-2 | https://www.dev.w7global.com/part/2318808-2 |  |  |  | Ranjitha
HCPB11_133 | GE Healthcare | 2334456 |  | Assembly | 12VDC 10.2A Power Supply Assembly For Lightspeed RT, Lightspeed 16 Scanner |  | This assembly consists of an AC-DC power supply with its mechanical case and input-output cables. The power supply is a linear power supply with output voltage of 12 Volts. The assembly uses high quality components to meet applicable standards for reliable operation. It provides safe and efficient power without power loss or leakages. It provides a steady and clean power during surges or fluctuations. This power supply comes with built-in overload and short circuit protection. This Linear power supply is approved to domestic and international regulatory standards, and is CE Marked to the Low Voltage Directive (LVD). The assembly uses high quality components to meet the applicable standards for reliable operation. The case of this power supply is made up of Aluminum Alloy which offers high corrosion resistance and strength. The cables attached with the power supply are AC input cable with 2 pin connector, 12 VDC output cable with 3 pin connector and 12 volt current share pigtail with 2 pin connector. The cables are marked for easy identification. | [7 empty] | https://services.gehealthcare.com/medias/2334456.jpg?context=bWFzdGVyfGltYWdlc3w3MDcwOXxpbWFnZS9qcGVnfGFXMWhaMlZ6TDJnd015OW9NbU12T0Rnek1UY3lOakkxTmpFMU9DNXFjR2N8MDViZWJjMWIzODIzMGRiZTI2OGJhMDMxZTNiYmE2YTE1Y2UwZWUyY2E4ZmE2YWJjZGE2NmYxZGRjNDJkZGNmMw | [16 empty] | RoHS compatible for all six substances | Worldwide AC Input Capabilities: 100/120/220/230/240 VAC | ±0.05% Output Regulation | Low Output Ripple | Mean Time Before Failure (MTBF) in Excess of 300,000 Hours | CE marked to Low Voltage Directive | 100% Burn-In | [6 empty] | Brand Name |  | Type | Power Supply | Size |  | Color |  | Material |  | Dimensions |  | For Use With | For Lightspeed RT, Lightspeed 16 Scanner | Voltage | 12VDC | Amperage | 10.2A | Standards | UL, CSA, and TÜV Approvals | [108 empty] | Power Supply Assembly | Power Supply Power Supply Assembly |  | https://services.gehealthcare.com/gehcstorefront/p/2334456 | https://www.themedicalimagingspecialists.com/listings/5490184-used-he12-561-2334456-12vdc-at-10-2-amps-power-supply-for-ge-ct |  |  |  | Ranjitha
HCPB11_134 | GE Healthcare | 2334820-2 |  | Control Board | PDU Control Board For Optima 660, Revolution CT Scanner | [9 empty] | https://dev-one-self.gehealthcare.se/medias/2334820-2.jpg?context=bWFzdGVyfGltYWdlc3w1Mjc3OHxpbWFnZS9qcGVnfGFXMWhaMlZ6TDJneE1DOW9PRGt2T0Rnek1UY3lOakk0T0RreU5pNXFjR2N8MmM1ZGZkNDg3NTg1ZmEyZDI4OWQyZjYzZmRmMjcwMWMxOTIxZmU2NzE3MzE4ZGIwYTUxZDZmMDNlOThmNmQ5OQ | [29 empty] | Brand Name |  | Type | PDU | Size |  | Color |  | Material |  | Dimensions |  | For Use With | For Optima 660, Revolution CT Scanner | [114 empty] | Control Board | PDU Control Board |  | https://dev-one-self.gehealthcare.se/gehcstorefront/p/2334820-2 | https://www.blockimaging.com/parts/2334820-2-ge-ct-pdu-control-board |  |  |  | Ranjitha
HCPB11_135 | GE Healthcare | 2338768 |  | Console | Aretha OTS User Interface Console For Precision 500D Digital System, Fluoroscopy |  | Overhead Tube Suspension User Interface (OTS UIF) Console is a micro-controller-based auxiliary operator’s interface designed to control the Precision 500D Digital R/F system. This console consist of Console covers & handle bar, Membrane key sheet & LED display layout, Switching key for collimator auto./manual selection, Solid state angle sensor/ high performance inclinometer, Mechanical buttons & the relevant LED indicators and Mechanical button in center of handhold. The console has a 15 pin SUB-D Receptacle (CAN Connector) for connecting UIF console with IF board and a 25 pin SUB-D Receptacle (OTS Connector) for OTS locks and detent control interface. | [7 empty] | https://services.gehealthcare.com/medias/2338768-r-T1.jpg?context=bWFzdGVyfGltYWdlc3wxODE1NDl8aW1hZ2UvanBlZ3xhVzFoWjJWekwyaGxaaTlvTXpFdk9EZzFNelk1TlRVMk1UYzFPQzVxY0djfDE2NzQzOTk2MTFhNzI0NmQxYjQ1ODZmMGIzYWMzYWQ4MDA1NTMxYjNmYmU1ZTg3NzRmM2E5OTMzOTQwNjM1MzI | [16 empty] | Smooth corners and curves | Field Replacement Unit (FRU) | Dimensionally stable | Lightweight | Low power requirement | Reliable and durable | Excellent high and low temperature performance | Easy to use | [5 empty] | Brand Name |  | Type | Aretha, OTS User Interfac | Size |  | Color |  | Material |  | Dimensions |  | For Use With | For Precision 500D Digital System, Fluoroscopy | [114 empty] | Console | OTS User Interfac Console | Aretha Console | https://services.gehealthcare.com/gehcstorefront/p/2338768 | https://radmedparts.com/products/aretha-ots-uif |  |  |  | Ranjitha
HCPB11_136 | GE Healthcare | 2346949 |  | Filter/Frame | Highly Flexible Right MDAS H16 Filter/Frame For Lightspeed RT, Lightspeed 16 Scanner | [9 empty] | https://services.gehealthcare.com/medias/2346949-P1.jpg?context=bWFzdGVyfGltYWdlc3w0NjA1Mjl8aW1hZ2UvanBlZ3xhVzFoWjJWekwyaGlZUzlvWXpRdk9EZzNOemc0TkRJME16azVPQzVxY0djfGZjM2Y5M2FkYWIzMmJkM2IxNDNmNTI0YjYxNjdjNTIwMTVkN2MyYmY0MjA2NDZiZWU4NTQxOTcxNzM1OWMyNWE | [16 empty] | Highly flexible | Less density | Good tensile strength | Good moisture resistant as well as resistant to oil and solvents | Provide high performance even at elevated temperatures | Good abrasion resistant | Easily portable | Good water resistant | Enhanced durability | Easily washable and dries faster | Easily recyclable | Wear and tear resistant |  | Brand Name |  | Type | Highly Flexible, Right MDAS H16 | Size |  | Color |  | Material |  | Dimensions |  | For Use With | For Lightspeed RT, Lightspeed 16 Scanner | Standards | RoHS Compliant | [112 empty] | Filter/Frame | Right MDAS H16 Filter/Frame | Highly Flexible Filter/Frame | https://services.gehealthcare.com/gehcstorefront/p/2346949 | https://directmedimaging.com/part/ct/ge/right-mdas-filter-frame-2346949/ |  |  |  | Ranjitha
HCPB11_137 | GE Healthcare | 2351493 |  | Semiconductor Fuse | 690V 100A Semiconductor Fuse For Discovery ST, Discovery ST (8 Slice) System | [9 empty] | https://dev-services.gehealthcare.in/medias/2351493.jpg?context=bWFzdGVyfGltYWdlc3w5MDc4MnxpbWFnZS9qcGVnfGFXMWhaMlZ6TDJneU55OW9PRFV2T0Rnek1ETTNPRGsyTnpBM01DNXFjR2N8MGI2NjdhODExNWVhMjViYzFkZGZjYjdkYzYwYTM1YzRmYjMyMDZjYzQyMzQ3OWU0ZmY4MDUyZjZjYzBjNzE2OA | [29 empty] | Brand Name |  | Type |  | Size |  | Color |  | Material |  | Dimensions |  | For Use With | For Discovery ST, Discovery ST (8 Slice) System | Voltage | 690V | Amperage | 100A | [110 empty] | Semiconductor Fuse | Discovery ST (8 Slice) System Semiconductor Fuse |  | https://dev-services.gehealthcare.in/gehcstorefront/p/2351493 | https://www.blockimaging.com/parts/2351493-ge-molecular-imaging-100a-690v-semiconductor-fuse |  |  |  | Ranjitha
HCPB11_138 | GE Healthcare | 2368697-3 |  | Workstation | Global Recon Engine Workstation For GOC3/GOC4, GEMS Computed Tomography Systems | [9 empty] | https://services.gehealthcare.com/medias/2368697-3.jpg?context=bWFzdGVyfGltYWdlc3w0ODQyOXxpbWFnZS9qcGVnfGFXMWhaMlZ6TDJnd09TOW9OVFV2T0Rnek1EUXlPRGd3TnpFNU9DNXFjR2N8MzE3NTg5ZDJiMzk0YTdiNTc3N2QxMzdiNzVmNzc5N2MwNjI1YzNjZWFhMzc2MTA2MDczMWRiZDYwYWU1ZTdkNg | [29 empty] | Brand Name |  | Type | Global Recon Engine | Size |  | Color |  | Material |  | Dimensions |  | For Use With | For USA, GOC3/GOC4, GEMS Computed Tomography Systems, Lightspeed RT, Lightspeed 16 Scanner | [114 empty] | Workstation | Global Recon Engine Workstation |  | https://services.gehealthcare.com/gehcstorefront/p/2368697-3 | https://www.compeve.com/hp-c-98_99/ge-healthcare-23686973-gems-ct-goc3goc4-gre-usa-computed-tomography-ct-p-17761.html?srsltid=AfmBOoo6gpEe-IbYvo9djvpPW495qJ-rrk9ExR8564NQ7UOYNLDKKSoR | https://store.dex.com/en-apac/products/hp-xw8000-workstation-computer?srsltid=AfmBOoqugpyrE9dEFh5U5IXhdPOhjc-VaJI3NmW2INjyTfIFkc0L9Goy |  |  | Ranjitha
HCPB11_139 | GE Healthcare | 2373567-11 |  | Lift Node Programme | PL 201 Lift Node Programme For Senographe | [9 empty] | https://services.gehealthcare.com/medias/2373567-11.jpg?context=bWFzdGVyfGltYWdlc3wxNTMwNTZ8aW1hZ2UvanBlZ3xhVzFoWjJWekwyZ3pZUzlvTkRZdk9EZ3pNRE00TVRreE5qRTVNQzVxY0djfDM3NzcwZTBlNzk5Zjk2MjhhMzc3MjFhOWM4OTUwNmFkMzBmMTg4OWM1YTIwZmNjNjY0OWQ2ZTgyMmVlMjRhODU | [16 empty] | Advanced and user-friendly | Legible information provided through labels | Clear printing without any blurring of the print area | Safe packaging provided according to international standards | [9 empty] | Brand Name |  | Type | PL 201 | Size |  | Color |  | Material |  | Dimensions |  | For Use With | For Senographe | Standards | RoHS Compliant | [112 empty] | Lift Node Programme | PL 201 Lift Node Programme |  | https://services.gehealthcare.com/gehcstorefront/p/2373567-11 | https://www.medicaloutfittersparts.com/shop/2373567-2373567-11-003-ge-digital-senographe-essential-pl-201-lift-node-programmed-is4-pn-2373567-2373567-11-003-25708 |  |  |  | Ranjitha
HCPB11_14 | Carestream Health | AY40053S2 |  | Printed Circuit Board | 380 to 480VAC 3-Phase Printed Circuit Board For ASM Line Monitor |  |  |  |  | Quantum | [34 empty] | Brand Name |  | Type |  | Size |  | Color |  | Material |  | Dimensions |  | For Use With | For ASM Line Monitor, X-Ray | Voltage Rating | 380 to 480VAC | Number of Phase | 3 | [110 empty] | Printed Circuit Board | ASM Line Monitor Printed Circuit Board |  |  | https://channelpartners.gehealthcare.com/gehcstorefront/es-lm/shop/p/5536126 |  |  |  | Lakshmi_1
HCPB11_140 | GE Healthcare | 2383760 |  | Customer Service Key | Customer Service Key For Excite II MRI system | [9 empty] | https://services.gehealthcare.com/medias/2383760-T1.jpg?context=bWFzdGVyfGltYWdlc3wxMzgzOTF8aW1hZ2UvanBlZ3xhVzFoWjJWekwyZzRNeTlvTldNdk9EZzFORE16TURZM01URXpOQzVxY0djfGE4NjIxMzEzMWQ4M2NjN2E2NjgwMTYwYzdhZDI3NWZiNDdhZGY5YTdhYjU5MTRlZjlmNWU4ZmQ1Y2M4YTk1OGM | [29 empty] | Brand Name |  | Type |  | Size |  | Color |  | Material |  | Dimensions |  | For Use With | For Excite II MRI system | [114 empty] | Customer Service Key | Excite II MRI system Service Key |  | https://services.gehealthcare.com/gehcstorefront/p/2383760 |  |  |  |  | Ranjitha
HCPB11_141 | GE Healthcare | 2385556 |  | Device Console | Intelligent Digital Device Console For Precision 500D Radiography System | [9 empty] | https://services.gehealthcare.com/medias/2385556-T1.jpg?context=bWFzdGVyfGltYWdlc3w2ODEyNnxpbWFnZS9qcGVnfGFXMWhaMlZ6TDJnMk5DOW9OV0V2T0RneU56ZzBNRFl5TmpjeE9DNXFjR2N8YzI5YTM0Njg0OGY5NWRhYzU1ODY0NjA5YjBkOWIyZTU3YzQxNTRjMmQyYWU4ZTdmYWQzOThlMGZiNTE5NDNhZQ | [29 empty] | Brand Name |  | Type | Intelligent | Size |  | Color |  | Material |  | Dimensions |  | For Use With | For Precision 500D Radiography System | [114 empty] | Device Console | Intelligent Device Console |  | https://services.gehealthcare.com/gehcstorefront/p/2385556 | https://www.novarium.net/vendita/prodotto/?pid=20022001619057 |  |  |  | Ranjitha
HCPB11_142 | GE Healthcare | 2409241 |  | Control Board | Display Control Board For AMX4 Plus X-Ray System | [9 empty] | https://services.gehealthcare.com/medias/2409241-P1.jpg?context=bWFzdGVyfGltYWdlc3wxMDE4NzJ8aW1hZ2UvanBlZ3xhVzFoWjJWekwyZ3lNUzlvWkdNdk9EZ3lNRGczTXpRNU5EVTFPQzVxY0djfDM0ZmMzZTU5MjI1NjNmZjQxYzRhNzgwNWE1MGM4M2I5Njk5N2M2MzI3ZDU2MGQxOGFlMmIyZjM2ZDczOGY3OTU | [29 empty] | Brand Name |  | Type | Display | Size |  | Color |  | Material |  | Dimensions |  | For Use With | For AMX4 Plus X-Ray System | [114 empty] | Control Board | Display Control Board |  | https://services.gehealthcare.com/gehcstorefront/p/2409241 | https://diagnostic-solutions.com/product/display-controller-board-p-n-2409241-2409242/ |  |  |  | Ranjitha
HCPB11_143 | GE Healthcare | 2423318 |  | Cable | Head Neck Spine Torasic Lumbar Unit Cable For Brivo 355, Optima 360 1.5T System | [9 empty] | https://services.gehealthcare.com/medias/2423318-T1.jpg?context=bWFzdGVyfGltYWdlc3wyMDIwMzZ8aW1hZ2UvanBlZ3xhVzFoWjJWekwyaGhNaTlvTkdRdk9EZzFPVGd5TlRjMk5qUXpNQzVxY0djfDBlMTFhNmEyODNjZjg2NDQwYjFkNzhjNTNhMTc1NGQyZTFmNzgxMWZjMWQwM2ZkODQ2ZDE5Y2JlMjVjMjJjMjM | [29 empty] | Brand Name |  | Type | Head Neck Spine, Torasic Lumbar Unit | Size |  | Color |  | Material |  | Dimensions |  | For Use With | For Brivo 355, Optima 360 1.5T System | [114 empty] | Cable | Torasic Lumbar Unit Cable | Head Neck Spine Cable | https://services.gehealthcare.com/gehcstorefront/p/2423318 | https://www.blockimaging.com/parts/2423318-ge-mri-hns-tl-unit-cable |  |  |  | Ranjitha
HCPB11_144 | GE Healthcare | 46-125224P4 | PST-535 | Adhesive | 5oz Plastic Tube Silicone Adhesive For Direct Imaging | [9 empty] | https://services.gehealthcare.com/medias/46-125224P4-P1.jpg?context=bWFzdGVyfGltYWdlc3wxOTIzNzd8aW1hZ2UvanBlZ3xhVzFoWjJWekwyZ3daaTlvWmpRdk9EZzNOemc0TnpVNE5qTXpOQzVxY0djfDBmZWFhMDhhYzk4NGY5ZjIyMzhkZDUxOWE0MzI4MmIxMDdlMDBmZTM5ZjliMTdiOGFmYThjNTUwNmYxNWNmY2M | [29 empty] | Brand Name |  | Type |  | Size |  | Color |  | Material | Silicone | Dimensions |  | For Use With | For Direct Imaging | Capacity | 5oz | Packaging Type | Plastic Tube | [110 empty] | Adhesive | Direct Imaging Adhesive |  | https://services.gehealthcare.com/gehcstorefront/p/46-125224P4 | https://pmbiomedical.com/products/img_parts_adhesive-silicone-pst-535-5-oz-plastic-tube_13083 |  |  |  | Ranjitha
HCPB11_145 | GE Healthcare | 46-170047P7 |  | Encoder Belt | 19.635in L 125 Teeth Pitches Encoder Belt For Lightspeed RT Scanner | [9 empty] | https://www.gbsmed.shop/6677-large_default/encoder-belt-125-pitches-19635-leng-ge-p-n-46-170047p7.jpg | [29 empty] | Brand Name |  | Type | Pitches | Size |  | Color |  | Material |  | Dimensions |  | For Use With | For Lightspeed RT Scanner, Brightspeed Edge | Number Of Teeth | 125 | Length | 19.635in | [110 empty] | Encoder Belt | Pitches Encoder Belt |  | https://services.gehealthcare.com/gehcstorefront/p/46-170047P7 | https://www.gbsmed.shop/table-ct/general-electric/716-encoder-belt-125-pitches-19635-leng-ge-p-n-46-170047p7.html |  |  |  | Ranjitha
HCPB11_146 | GE Healthcare | 46-195120G21 |  | Cable | 7ft L 3-Pin High Voltage Cable For Lightspeed RT Scanner , Lightspeed 16 Scanner | [9 empty] | https://services.gehealthcare.com/medias/46-195120G21-P1.jpg?context=bWFzdGVyfGltYWdlc3w3OTU5NXxpbWFnZS9qcGVnfGFXMWhaMlZ6TDJneU9DOW9Nemd2T0RneU1EYzFPVGMxTmpnek1DNXFjR2N8YjEzYzMxYjFkMWI1NWJmNjM0NmM3YjNkMDAyNjVjOGVlOTc2M2Y2NDkzMWQ5ZWE4MTcwZGUzOGZmZTc1ZmY3Yw | [16 empty] | Enhanced durability and reliability | High-quality cable assembly | Used in diverse devices | Carry very high voltage efficiently | Excellent abrasion resistance | [8 empty] | Brand Name |  | Type | High Voltage | Size |  | Color |  | Material |  | Dimensions |  | For Use With | For Lightspeed RT Scanner , Lightspeed 16 Scanner | Length | 7ft | Number Of Pin | 3 | Standards | RoHS Compliant | [108 empty] | Cable | High Voltage Cable |  | https://services.gehealthcare.com/gehcstorefront/p/46-195120G21 | https://www.medicaloutfittersparts.com/shop/46-195120g16-ge-pet-ct-high-voltage-hv-cables-3-pin-7ft-pn-46-195120g21-26399 |  |  |  | Ranjitha
HCPB11_147 | GE Healthcare | 46-220234P3 |  | Unit Fan | Pivot Unit Fan For Precision 500D, Revolution XRd System | [9 empty] | https://services.gehealthcare.com/medias/46-220234P3.jpg?context=bWFzdGVyfGltYWdlc3wxMjIwNDN8aW1hZ2UvanBlZ3xhVzFoWjJWekwyaGtOUzlvTURJdk9EZ3pNRE01TVRVNE1qYzFNQzVxY0djfDFjN2M0ODFhMjNhODU5ZTg4YjdmNmFlYzkwNTVkZDViNzFjMWNlZGY4YzllODJkZjE0NDQ3N2IwMWE1ZWY4OTc | [16 empty] | Reliable and durable | Good airflow performance | Does not contain any internal sharp edges | Noise below hospital ambient noise limit | Strong and hard | Axial tube causes adequate pressure difference required for airflow | [7 empty] | Brand Name |  | Type | Pivot | Size |  | Color |  | Material |  | Dimensions |  | For Use With | For Precision 500D, Revolution XRd System | Standards | RoHS Compliant | [112 empty] | Unit Fan | Pivot Unit Fan |  | https://services.gehealthcare.com/gehcstorefront/p/46-220234P3 | https://pmbiomedical.com/products/img_parts_pivot-unit-fan_40667 |  |  |  | Ranjitha
HCPB11_148 | GE Healthcare | 46-230318P1 | MK48Z02 | Static RAM | 2K x 8-Bit 24-pin Package Non-Volatile Static RAM For Definium AMX700 System |  | The MOS NV-RAM 02KX8 TS 24 DIP MK48Z02 is a ZEROPOWER® RAM that is a 2 K x 8 non-volatile static RAM which is pin and function compatible with the DS1220. It has 24 special pins with a long-life lithium button cell to form a highly integrated battery-backed memory solution. The M48Z02/12 is a non-volatile pin and function equivalent to any JEDEC standard 2 K x 8 SRAM. It also easily fits into most ROM, EPROM, and EEPROM sockets, providing the non-volatility of PROMs without any requirement for special WRITE timing or limitations on the number of WRITEs that can be performed. This unit also has its own power-fail detection circuit. The control circuitry constantly monitors the single 5 Volt supply for an out of tolerance condition. This part is packaged with safe packing and is highly protected. It is widely used in UL LOGIQ e, UL LOGIQ 200, XM Senovision, XR Monitrol 90 Rad Table MPX/SPX GEN, NM Entegra Workstation, XM Senographe DS, XV Advantx LC, XR ACS1000 AUTO CHEST, Unassigned MV, XR Silhouette HF, XV Innova 2000, XF Monitrol 15 MVP and other machines. | [7 empty] | https://services.gehealthcare.com/medias/46-230318P1-P1.jpg?context=bWFzdGVyfGltYWdlc3wyODQ5NDB8aW1hZ2UvanBlZ3xhVzFoWjJWekwyZzFNQzlvTjJJdk9EZzNOemc1TURJME1EVTBNaTVxY0djfGI1MzIzMmZhMmRkODI3NWZiYWU2M2U4YTQ5ODczNTA1NWRmYWE3ZDhlZThlODEwNzBkODg1Nzc4YWVjZTZlMDU | [16 empty] | Ultra low power SRAM | Unlimited WRITE cycles | High speed data transmission | Automatic chip deselect and WRITE protection | Made of high quality materials | Safely packed | Compatible with many machines | Long life | [5 empty] | Brand Name |  | Type | Non-Volatile | Size |  | Color |  | Material |  | Dimensions |  | For Use With | For Definium AMX700 System | Memory Configuration | 2K x 8-Bit | Package Type | 24-pin Dual In-line Package (DIP) | Standards | RoHS Compliant | [108 empty] | Static RAM | Non-Volatile Static RAM |  | https://services.gehealthcare.com/gehcstorefront/p/46-230318P1 | https://www.dotmed.com/virtual-trade-show/category/service-technicians/discussions/forums/amx-4-error-lists-and-service-manual-needed/51182?ckattempt=1 |  |  |  | Ranjitha
HCPB11_149 | GE Healthcare | 46-243178P2 |  | Bearing | 0.375 ID x 0.875in OD 0.281in W Open Turcite Bearing For Signa Excite 1.5T System |  | The Ball Bearings use balls to maintain the separation between the bearing races. The intended use of a ball bearing is to reduce rotational friction and support radial and axial loads. During operation the load is shared across the balls. This bearing is made up of Acetal or Turcite® material. Acetal is a general purpose polymer which has an excellent balance of desirable properties. Turcite is also an acetal based material has the similar characteristics of acetal. The unique properties of acetal bridges the gap between metals and ordinary plastics. It provides high strength and stiffness, enhanced dimensional stability and it is easy to machine. It has very low moisture absorption and a wide range of chemical resistance. This bearing is used in XM Senographe Essential, MR Signa LX MR/i 1.5T, XM Senographe 500T/600T, MR Signa Horizon HI speed LX 1.5T, UL LOGIQ P5 Premium and many other systems. |  |  |  |  | 0.281in |  |  | https://services.gehealthcare.com/medias/46-243178P2.jpg?context=bWFzdGVyfGltYWdlc3w0NDc0M3xpbWFnZS9qcGVnfGFXMWhaMlZ6TDJnNU1TOW9Zekl2T0Rnek1ETTVNalV6TXpBeU1pNXFjR2N8ZmUyNjI2YjNmZjVmNjMxZGM1YTljYjUwMDZhZjgxM2NjNzkwOTU4ZTE4ZjM5ZjM4YTM1ZDYwYmIyMmE0ZjA0Nw | [16 empty] | High strength | Enhanced dimensional stability | Easy to machine | Good wear resistance | Very low moisture absorption | Wide range of chemical resistance | [7 empty] | Brand Name |  | Type | Open Turcite | Size |  | Color |  | Material |  | Dimensions |  | For Use With | For Optima 360 1.5T, Signa Excite 1.5T System | Inner Diameter | 0.375in | Outer Diameter | 0.875in | [110 empty] | Bearing | Open Turcite Bearing |  | https://services.gehealthcare.com/gehcstorefront/p/46-243178P2 | https://www.dotmed.com/listing/mri-accessories/ge/ge-healthcare-46-243178p2-bearing-028-in-0375-x-0875-in/46-243178p2/5128562 |  |  |  | Ranjitha
HCPB11_15 | Carestream Health | EL50-013 |  | Switch | Panel Mount Cross Roll Switch |  |  |  |  | Quantum | [34 empty] | Brand Name |  | Type | Cross Roll | Size |  | Color |  | Material |  | Dimensions |  | For Use With |  | Mounting Type | Panel | [112 empty] | Switch | Cross Roll Switch | Panel Mount Cross Roll Switch |  | https://integritymedicalservice.com/carestream-parts/quantum-parts/EL50-013/ |  |  |  | Lakshmi_1
HCPB11_150 | GE Healthcare | 46-243178P3 |  | Bearing | 0.500 ID x 1.375in OD 0.375in W Open Turcite Bearing For Brivo 355 Scanner |  | The Ball Bearings use balls to maintain the separation between the bearing races. The intended use of a ball bearing is to reduce rotational friction and support radial and axial loads. During operation the load is shared across the balls. This bearing is made up of Acetal or Turcite® material. Acetal is a general purpose polymer which has an excellent balance of desirable properties. Turcite is also an acetal based material has the similar characteristics of acetal. The unique properties of acetal bridges the gap between metals and ordinary plastics. It provides high strength and stiffness, enhanced dimensional stability and it is easy to machine. It has very low moisture absorption and a wide range of chemical resistance. This bearing is used in XM Senographe Essential, MR Signa LX MR/i 1.5T, XM Senographe 500T/600T, MR Signa Horizon HI speed LX 1.5T, UL LOGIQ P5 Premium and many other systems. |  |  |  |  | 0.375in |  |  | https://services.gehealthcare.com/medias/46-243178P3.jpg?context=bWFzdGVyfGltYWdlc3w0MTgyNnxpbWFnZS9qcGVnfGFXMWhaMlZ6TDJoaE5TOW9NVEV2T0Rnek1UYzBNVGcxTXpjeU5pNXFjR2N8NDg3Yzc1NmM5NDAyMmU4ZWM1ZGZkM2QxZWMxNjdiN2E0ODgzYjA0MTkxNmRjNzUzOTI2ZjY0YzFmY2U4NzRhNg | [16 empty] | High strength | Enhanced dimensional stability | Easy to machine | Good wear resistance | Very low moisture absorption | Wide range of chemical resistance | [7 empty] | Brand Name |  | Type | Open Turcite | Size |  | Color |  | Material |  | Dimensions |  | For Use With | For Discovery 750w GEM 3.-T, Brivo 355 Scanner | Inner Diameter | 0.500in | Outer Diameter | 1.375in | [110 empty] | Bearing | Brivo 355 Scanner Bearing | Open Turcite Bearing | https://services.gehealthcare.com/gehcstorefront/p/46-243178P3 | https://www.blockimaging.com/parts/46-243178p3-ge-mri-bearing |  |  |  | Ranjitha
HCPB11_151 | GE Healthcare | 46-270988G1 |  | Assembly | Flame Retardant Connector Assembly For AMX4 Plus X-Ray System |  | The AMX 4 Connector Assembly consists of lead cable with connectors at both ends. The electrical cable has four electrical conductors in it. This cable assembly is mainly used for the transmission of electrical power. The cable contains 4 wires, which are in different colors such as red, white, black and green. It has connectors at both ends. The entire assembly is manufactured using high precision techniques which help to achieve a very good surface finish as well as good product consistency. The labels are affixed to the individual items in the assembly for easier identification. This assembly is made up of high quality materials which ensures a long-life span. This assembly is used in many medical devices such as UL LOGIQ 500, XV Advantx LC, XR Definium 5000, XV Advantx LCA, XR AMX 4+, XR Proteus XR/a, CT Optima CT660 128-Slice and XR Monitrol 15 Rad Table DX/KX G. | [7 empty] | https://services.gehealthcare.com/medias/46-270988G1-P1.jpg?context=bWFzdGVyfGltYWdlc3w4NzkxMHxpbWFnZS9qcGVnfGFXMWhaMlZ6TDJoaU5pOW9ZVGN2T0RneU1EZzJOekF3TmpRNU5DNXFjR2N8Nzk1YTNjNzg1MzQ0M2I1MjY4MzI5YThhYjA5NThjOWIxMzE2OWJmNzQ3MzAyYWM3NmMzNmIxZjExNDA2MzE1OQ | [16 empty] | Labels for easy identification | Safe packaging | Flame retardant | High operating temperature | High deflection temperature, tensile strength | High quality materials | [7 empty] | Brand Name |  | Type | Flame Retardant, Connector | Size |  | Color |  | Material |  | Dimensions |  | For Use With | For AMX4 Plus X-Ray System | [114 empty] | Connector Assembly | Connector Connector Assembly | Flame Retardant Connector Assembly | https://services.gehealthcare.com/gehcstorefront/p/46-270988G1 | https://imed.parts/product/ge-healthcare-46-270988g1/ |  |  |  | Ranjitha
HCPB11_152 | GE Healthcare | 46-279005P1 |  | Handswitch Hanger | Handswitch Hanger For AMX4 X-Ray |  | The AMX 4 Hand switch Hanger is used to hold the hand switch in place in the machine for variant purposes. The holder is fastened near the film bin storage. The holder is made of a Lexan 940 material. This material is a type of polycarbonate material and having characteristics like high yield strength, temperature resistance, impact resistance and flame retardant. AMX is a portable type X-ray machine and a user-friendly machine. The GE Healthcare's AMX 4+ analog X-ray system provides high performance in a compact, easy to maneuver package. The rotating arm and tube simplify positioning and facilitate bedside studies, while the maintenance-free battery produces up to 50 high-quality exposures with a single charge. Dual drive motors and oversize casters facilitate movement; even in taxing environments. This part is also used in XM Seno Advantage, XR VRT RAD SYSTEM MS GEN, XM Senographe DS, XR MONITROL 90 RAD MS GEN, XM Senographe 2000D, XR AMX 4+, XM Senographe DS, XR TRAD detector, XR (SURGERY) OEC 9900 Elite, XM Seno Advantage, XR RTI RAD TABLE, XM Senovision, XR RTI RAD TABLE MPX/SPX GEN, XM Senographe 2000D, XR Revolution XR/d, XM Senographe 500T/600T, UL LOGIQ 500 and XR Brivo XR285amx machines. | [7 empty] | https://dev-one-self.gehealthcare.se/medias/46-279005p1.jpg?context=bWFzdGVyfGltYWdlc3w4NzIwMnxpbWFnZS9qcGVnfGFXMWhaMlZ6TDJoaU5DOW9ZVEF2T0Rnek1ETTVOVEl4T1RrNU9DNXFjR2N8MWUzZDBhMDg3Y2YwODUzNWM3MTY2MGE3ZjhmMTIxNjg0YjM2OTExMzE0NTg0MWNkMjA5NGVhYzFlMjVlNTRmZg | [29 empty] | Brand Name |  | Type |  | Size |  | Color |  | Material |  | Dimensions |  | For Use With | For AMX4 X-Ray System | [114 empty] | Handswitch Hanger | AMX4 X-Ray Handswitch Hanger |  | https://dev-one-self.gehealthcare.se/gehcstorefront/p/46-279005P1 | https://www.blockimaging.com/parts/46-279005p1-ge-x-ray-handswitch-hanger |  |  |  | Ranjitha
HCPB11_153 | GE Healthcare | 46-282460P1 |  | Banana Plug | Brass Standard Hexagonal Uninsulated Banana Plug For Signa Excite 1.5T System |  | The Standard Hexagonal Brass Uninsulated Banana is used in Magnetic Resonance Imaging (MRI) systems. The banana plug is a connector plug which has an internal thread. It is supplied with the screw and phosphor bronze tinned cover. The internal female thread permits use on all panels. It fits standard banana jacks. When it is connected, the enclosed spring in the banana plug is will rotate. It has a hexagonal body shape made of brass which possesses strength, machinability, hygiene and hardness. During the contact, the spring features four-leaved phosphor bronze or beryllium copper. It is made from a material that features weldability, durability and high modulus of elasticity. It is rated at 15 Amps AC for 10° C temperature rise and for continuous duty. It has 15A as a current rating and 1kV as voltage rating. It is a RoHS compliant. It is being used in Signa LX 1.5T, Signa Horizon HI speed FX 1.0T, Signa LX Excite MR/i 1.5T and Signa VH Head 3.0T. | [7 empty] | https://services.gehealthcare.com/medias/46-282460P1.jpg?context=bWFzdGVyfGltYWdlc3w4MzQzNHxpbWFnZS9qcGVnfGFXMWhaMlZ6TDJnMFl5OW9aR1F2T0Rnek1ETTVOVFl4TXpJeE5DNXFjR2N8ZjA1MGU2ZjI2ZWRlNWZhNTY1MGUyMDJiMDQwODJmOTEyOGIzZmI1ZjlhOGQ5ZDdlNThkMTQ1YzU5YmM1ZjhkZA | [16 empty] | Ease of assembly | High quality and reliable | Non-Magnetic and easy plating | Wear resistant | High electrical and thermal conductivity | [8 empty] | Brand Name |  | Type | Standard Hexagonal, Uninsulated | Size |  | Color |  | Material |  | Dimensions |  | For Use With | For Signa Excite 1.5T System | Standards | RoHS Compliant | [112 empty] | Banana Plug | Uninsulated Banana Plug | Standard Hexagonal Banana Plug | https://services.gehealthcare.com/gehcstorefront/p/46-282460P1 | https://meditegic.com/46-282460p1-banana-plug/ |  |  |  | Ranjitha
HCPB11_154 | GE Healthcare | 46-294512P22 |  | Cap Kit | Valve Stem Cap Kit | [9 empty] | https://services.gehealthcare.com/medias/46-294512P22-T1.jpg?context=bWFzdGVyfGltYWdlc3w1NjYxN3xpbWFnZS9qcGVnfGFXMWhaMlZ6TDJoaE5DOW9PRGt2T0RneU9ERXhNRFV6Tmpjek5DNXFjR2N8ZWVlOWM4YjU1ZTkwZjQ4MjllZGQ1ZjJiNzhkYTNmYzcyM2Y1ZjhmMTk4ODdlYTE4NTQ4NmQ2NWFlNzVhY2EzYw | [29 empty] | Brand Name |  | Type | Valve Stem | Size |  | Color |  | Material |  | Dimensions |  | For Use With | [115 empty] | Cap Kit | Valve Stem Cap Kit |  | https://services.gehealthcare.com/gehcstorefront/p/46-294512P22 |  |  |  |  | Ranjitha
HCPB11_155 | GE Healthcare | 46-297931P1 |  | Grease Gun | Pistol Grip Grease Gun For Precision 500D System |  | A Grease Gun is a tool use for lubrication purposes. The purpose is to apply a lubricant through an opening at a specific point. It is hand powered, where the grease is pushed out from the gun due to back pressure created by pulling the trigger mechanism of the gun, which applies force to a spring behind the grease. The head of the grease gun is manufactured by die casting process and the material used is zinc. The pipe connected to the head has a 4 inch length and it is made of metal. This gun uses standard 3 ounce grease cartridges and is the ideal tool for smaller and occasional lubrication projects. It is used in bearing lubrication to separate the bearings moving relative to one another in order to reduce friction and wear. The handle model has a pistol grip which makes for easier lubricant delivery from the cartridge. The 4 inch metal pipe enlarges at the end to deliver high pressure grease to the required surface. | [7 empty] | https://services.gehealthcare.com/medias/46-297931P1.jpg?context=bWFzdGVyfGltYWdlc3w4NDgwNHxpbWFnZS9qcGVnfGFXMWhaMlZ6TDJoallpOW9OMlF2T0Rnek1ETTVOekkxTVRZeE5DNXFjR2N8YjdhZGMyMTM5OGE5NmNhMTRiYTFlNTI1NzM0OThhY2I4YjcwYzkxNDkyYjA3YmRmOTFmODk2ZTUzM2IyN2FkNg | [16 empty] | Compact and weightless | Best for tiny and occasional lubrication applications | High performance and reliable | Pistol grip to push out grease | [9 empty] | Brand Name |  | Type | Pistol Grip | Size |  | Color |  | Material |  | Dimensions |  | For Use With | For CT Scanner, Precision 500D System | [114 empty] | Grease Gun | Pistol Grip Grease Gun |  | https://services.gehealthcare.com/gehcstorefront/p/46-297931P1 | https://www.blockimaging.com/parts/46-297931p1-ge-ct-grease-gun-tool | https://www.cna-medical.com/GE-Healthcare-46-297931P1-GREASE-GUN-p/46-297931p1.htm |  |  | Ranjitha
HCPB11_156 | GE Healthcare | 46-303771G3 |  | Film Device | SFD Power Assist Handle Intelligent Spot Film Device For Radiography/Fluoroscopy Room | [9 empty] | https://services.gehealthcare.com/medias/46-303771G3-P1.jpg?context=bWFzdGVyfGltYWdlc3w2NDU2MnxpbWFnZS9qcGVnfGFXMWhaMlZ6TDJnMllpOW9Nak12T0RneU56ZzBNRGN5TlRBeU1pNXFjR2N8YTQ3N2YzMmE2MGU3ZGMyNzhmZmFlMjQ1NmY5NmJjNzdmZWMzOWZmMTk0YTNmODY0YTkyNDhmYmVlNzM2ZDJkYw | [16 empty] | Good dimensional stability | Safe and reliable operation | Safe packaging provided to avoid any damage due to shifting or rubbing during transit | Enhanced durability and reliability | [9 empty] | Brand Name |  | Type | SFD Power Assist Handle Intelligent Spot | Size |  | Color |  | Material |  | Dimensions |  | For Use With | For Radiography/Fluoroscopy Room | [114 empty] | Film Device | SFD Power Assist Handle Intelligent Spot Film Device |  | https://services.gehealthcare.com/gehcstorefront/p/46-303771G3 | https://www.blockimaging.com/parts/46-303771g3-ge-r-f-room-power-assist-handle |  |  |  | Ranjitha
HCPB11_157 | GE Healthcare | 46-321272G1 |  | Sensor Board | SID Sensor Board For X-Ray System |  | The Source Image Distance (SID) Sensor Board is used in the XT suspension, for detecting the position of the X-ray tube for auto collimation and interlocks. The board consists of 5 hall effect sensors. It is used to measure the magnitude of the magnetic field. The magnets actuate the hall sensors on the circuit board as the XT suspension is moved about the room. It is specially used for positioning, speed detection and current sensing applications. This board finish is really helpful to the PCB, which does not allow the PCB to suffer from yellow or black discoloration which will indicate contamination. It is also a flame resistant and possess good electrical and mechanical properties. All these properties help to ensures z long-life span for the circuit board. This particular board is being used in many medical devices such as CT Optima CT660 32-Slice, XR Revolution XR/d, Unassigned MV, XR Revolution XR/d, XR Optima XR220amx, XR Proteus XR/A and XM Senographe Essential. | [7 empty] | https://services.gehealthcare.com/medias/46-321272G1-P1.jpg?context=bWFzdGVyfGltYWdlc3wzMjk0NTR8aW1hZ2UvanBlZ3xhVzFoWjJWekwyaGpPQzlvWXpBdk9EZzNOemc1TWpRek5UazVPQzVxY0djfGYyMmI0MzE4OTQzN2Y4NWIxZjQyY2Q3NjAyYWE3YTJlMGEwNGUzOTI4ZjIzZTE2YWZlMjhjOTcyNTYxMTVmMjk | [16 empty] | No precautions required while handling | Versatile | Standard material for PCB | Good electrical insulator | Good strength to weight ratio | Flame resistant | Good electrical and mechanical properties | High glass transition temperature | High decomposition temperature | Free from contamination |  |  |  | Brand Name |  | Type | SID | Size |  | Color |  | Material |  | Dimensions |  | For Use With | For X-Ray System | [114 empty] | Sensor Board | SID Sensor Board |  | https://services.gehealthcare.com/gehcstorefront/p/46-321272G1 | https://www.blockimaging.com/parts/46-321272g1-ge-x-ray-sensor-board |  |  |  | Ranjitha
HCPB11_158 | GE Healthcare | 507A935G1 |  | Spanner Wrench | High Malleability Spanner Wrench |  | The Spanner Wrench is known as a mechanical tool which is used to provide the firm grip while applying torque to turn objects. This wrench is made of steel, which is also known as an iron-based alloys, which contains a minimum of chromium around 10.5%. The presence of chromium offers corrosive resistance to stainless steel and helps to resist scaling at elevated temperature. This wrench or spanner is manufactured by using high precision technique, which gives the perfect grip while applying torque to turn the objects. The good mechanical properties like high tensile strength, ductility and durability, which enhances the long-life span to the Wrench. The physical as well as the chemical properties of the steel material also enhances the product life. The spanner wrench also has the best characteristic like steel such as corrosion and rust resistance with the attractive appearance. The R-45 finish is given all over the surface of the spanner wrench which gives a good surface finish. This is being used in the X-ray machines. | [7 empty] | https://services.gehealthcare.com/medias/507A935G1-P1.jpg?context=bWFzdGVyfGltYWdlc3wxNTgzNTh8aW1hZ2UvanBlZ3xhVzFoWjJWekwyaGpOQzlvTW1Jdk9EZzJPVFkxT1RJM09UTTVNQzVxY0djfGUwZmNlNzlkOWI3MjcxNmRkM2IwY2FiZmFlMzM2MTVmMzM1M2U5ZDY4Y2EzZWE1MjRjNzViYzU0MzM1YjhjZDI | [16 empty] | High tensile strength | Good ductility | High Malleability | High Durability | High electrical and thermal conductivity | Attractive outer appearance | High Rust resistance | High corrosive resistance | Low maintenance | No preventative maintenance required |  |  |  | Brand Name |  | Type | High Malleability | Size |  | Color |  | Material |  | Dimensions |  | For Use With |  | Standards | RoHS Compliant | [112 empty] | Spanner Wrench | High Malleability Spanner Wrench |  | https://services.gehealthcare.com/gehcstorefront/p/507A935G1 | https://www.cna-medical.com/GE-Healthcare-507A935G1-SPANNER-WRENCH-p/507a935g1.htm |  |  |  | Ranjitha
HCPB11_159 | GE Healthcare | 5105346-3 | Performix Pro 100 | Assembly | Performix Pro 100 Smart Pump Assembly For Discovery 750 HD, Lightspeed Ultra System | [9 empty] | https://services.gehealthcare.com/medias/5105346-3-P1.jpg?context=bWFzdGVyfGltYWdlc3wyNTAyOTF8aW1hZ2UvanBlZ3xhVzFoWjJWekwyZ3paUzlvWW1Jdk9EZzNOemc1TWpZek1qWXdOaTVxY0djfDQ3YzNiNWZhYjhjNmZhZThhNGZjMDEyYzg3YTE1MDc2MjFiNzM3OGUzNTYwYjgwM2VkMTQ4NDQ1NjFkMzZlZWQ | [16 empty] | Field Replaceable Unit (FRU) | Corrosion resistant materials allow pumping of corrosive gases | Higher operating temperatures provide ample margin to prevent gas condensation | Optimized utilities consumption | [9 empty] | Brand Name |  | Type | Smart Pump | Size |  | Color |  | Material |  | Dimensions |  | For Use With | For VCT HD Series, Discovery 750 HD, Lightspeed Ultra System | Standards | RoHS Compliant | [112 empty] | Pump Assembly | Smart Pump Pump Assembly |  | https://services.gehealthcare.com/gehcstorefront/p/5105346-3 | https://www.blockimaging.com/parts/5105346-3-ge-ct-208-vac-performix-pro-100-smart-pump-assembly |  |  |  | Ranjitha
HCPB11_16 | Carestream Health | EL68-007 |  | Power Supply | 28VDC Power Supply For X-Ray System | [39 empty] | Brand Name |  | Type |  | Size |  | Color |  | Material |  | Dimensions |  | For Use With | For X-Ray System | Voltage Rating | 28VDC | [112 empty] | Power Supply | X-Ray Power Supply |  |  | https://services.gehealthcare.sg/gehcstorefront/gehcstorefront/p/5403786?index=1 |  |  |  | Lakshmi_1
HCPB11_160 | GE Healthcare | 5109645 |  | Assembly | 16 Channel Switch Assembly For Signa HD 1.5T System | [9 empty] | https://services.gehealthcare.com/medias/5109645-P1.jpg?context=bWFzdGVyfGltYWdlc3wxMDY4NzB8aW1hZ2UvanBlZ3xhVzFoWjJWekwyaG1aUzlvWXprdk9EZ3lNakE1T1RRME16YzBNaTVxY0djfDJlNGZjNjdiNTM0YWY5MWE3MzlkODdlN2ZjMGU3MmZjZjU3YzA4NGJiZTE3NDhmNjJiYmQzZjExZTgxNGVkZWM | [16 empty] | Field Replaceable Unit (FRU) | Electrically conductive and non-corrosive exterior finish | Low maintenance required | High performance | Reliable and durable | Does not interfere with other subsystems | [7 empty] | Brand Name |  | Type | 16 Channel Switch | Size |  | Color |  | Material |  | Dimensions |  | For Use With | For Signa HD 1.5T System | [114 empty] | Switch Assembly | 16 Channel Switch Switch Assembly |  | https://services.gehealthcare.com/gehcstorefront/p/5109645 | https://www.blockimaging.com/parts/5109645-ge-mri-1-5t-16-channel-switch-assembly |  |  |  | Ranjitha
HCPB11_161 | GE Healthcare | 5114523-2 |  | Computer | 2nd Edition Data Acquisition Reconstruction Control Computer For Computed Tomography | [9 empty] | https://services.gehealthcare.com/medias/5114523-2.jpg?context=bWFzdGVyfGltYWdlc3w0MDUxOXxpbWFnZS9qcGVnfGFXMWhaMlZ6TDJobU1pOW9NbUl2T0Rnek1EUXpNVEk1TnpVMk5pNXFjR2N8OWIyNDAxOGQzYWExYTgyNDE1YzliZDljNzViMzY3N2ZjMzViYTM5NDY0ZGIyMGZlYmUyYzllZDUzYjMyMjBhMQ | [29 empty] | Brand Name |  | Type | 2nd Edition, Data Acquisition Reconstruction Control | Size |  | Color |  | Material |  | Dimensions |  | For Use With | For Computed Tomography, Lightspeed Ultra System | [114 empty] | Computer | Data Acquisition Reconstruction Control Computer | Computed Tomography Computer | https://services.gehealthcare.com/gehcstorefront/p/5114523-2 | https://www.cna-medical.com/product-p/5114523-2.htm | https://parts.multi-inc.com/part/5114523-2-H |  |  | Ranjitha
HCPB11_162 | GE Healthcare | 5116840-4 |  | Software CD | R2.1.5 Software CD For LOGIQ Book XP ultrasound system | [9 empty] | https://services.gehealthcare.com/medias/5116840-4-P1.jpg?context=bWFzdGVyfGltYWdlc3wyODU0Njh8aW1hZ2UvanBlZ3xhVzFoWjJWekwyZzBOQzlvWTJZdk9EZzNNRGN4TXpjMU16WXpNQzVxY0djfDAwYzIwYzZlMzAwZDQ0NWYzNzBjZWIwODJmNzhjZThhZTgyNjFkOTBhMmY4ZmRiZDFhZDVjMTU3N2VlOTc0ZmE | [29 empty] | Brand Name |  | Type | R2.1.5 | Size |  | Color |  | Material |  | Dimensions |  | For Use With | For LOGIQ Book XP ultrasound system | [114 empty] | Software CD | R2.1.5 Software CD |  | https://services.gehealthcare.com/gehcstorefront/p/5116840-4 | https://www.amsmedicalsource.com/products/logiq-book-xp-application-software-cd-r2-1-5 |  |  |  | Ranjitha
HCPB11_163 | GE Healthcare | 5120411-2 |  | Power Cord | 2.5m L AC Power Cord For US Class, Ultrasound |  | The Alternating Current (AC) Cord for US Class 2.5m is mainly used in the ultrasound machines, Computed Tomography (CT) machines and a few other Digital Imaging (DI) machines. It is the connection between the AC power outlet and the AC adapter. It has several respective types to meet the requirements of the standards being followed in different countries, including voltage, frequency and safety regulation. This particular AC power cord is used in United States (US) and the manufacture follows their codes and standards. It has a straight cable with a three pin input plug at one end and a three pin straight connector at the other, which connects with the adaptor and continues to the system. Both the ends have protective grounds for safety purposes. It comes with a label which has the basic details printed on it. The power cord has to be plugged in while in use and disconnected properly while moving the system from one place to other. To prevent damage to the power cord, do not pull excessively on the cord or make sharp bends while wrapping. It comes with smooth finish without any burrs, sharp edges, surface blemishes, sink marks and flash marks. The power cord is extensively used in machines such as Optima CT660 32-Slice, Vivid e, LOGIQ Book XP, LOGIQ Book, LOGIQ e, Vivid e, Voluson S6, ABUS Invenia GENII, Docking Cart, LOGIQ P5 Premium and other machines. | [7 empty] | https://services.gehealthcare.com/medias/5120411-2-P1.jpg?context=bWFzdGVyfGltYWdlc3w4MTMzN3xpbWFnZS9qcGVnfGFXMWhaMlZ6TDJoaFpDOW9aR1V2T0RneU1EYzFNVE0yT0RJeU1pNXFjR2N8ZjI4YzgwZmFmN2JmNzM5YTA0NDQ2ZGI1ZGUzY2M0MjNkYTMzMGY0NjIwYjU0ZTkwMmFjOGIxMmFhNDU0M2I4NA | [16 empty] | Moisture resistant | Possesses good electric strength | Good insulation resistance | Temperature resistant up to 45° C | [9 empty] | Brand Name |  | Type | AC | Size |  | Color |  | Material |  | Dimensions |  | For Use With | For US Class, Ultrasound | Length | 2.5m | [112 empty] | Power Cord | AC Power Cord |  | https://services.gehealthcare.com/gehcstorefront/p/5120411-2 | https://www.blockimaging.com/parts/5120411-2-ge-ultrasound-ac-power-cord-us-class |  |  |  | Ranjitha
HCPB11_164 | GE Healthcare | 5123732 | NSK-C4A01 | Keyboard | NSK-C4A01 Alphanumeric Keyboard | [26 empty] | Overload protection on all outputs | Voltage adjustment on all outputs | Power factor correction | Short circuit protected | [9 empty] | Brand Name |  | Type | Alphanumeric | Size |  | Color |  | Material |  | Dimensions |  | For Use With | [115 empty] | Keyboard | Alphanumeric Keyboard |  |  | https://www.probomedical.com/shop/ge-healthcare/ge-5123732-ultrasound-parts/ |  |  |  | Ranjitha
HCPB11_165 | GE Healthcare | 5126615 |  | Assembly | 12 to 24V Digital Power Supply Assembly For Lightspeed Ultra System | [9 empty] | https://services.gehealthcare.com/medias/5126615U-P1.jpg?context=bWFzdGVyfGltYWdlc3wxMTQ2MDd8aW1hZ2UvanBlZ3xhVzFoWjJWekwyZzRZaTlvT0RJdk9EZ3lNakU1TXpNNE9UVTVPQzVxY0djfGQ2ZmExNjZmYzY0N2RlMjVhNDJmMGY2MTUzZGIwYWU5NzJhYTUzODlmNjYzN2M4ZWM1YTUzZDhiZWJiNTg4OTg | [16 empty] | Input OK signal and status indicator LED | Overload protection on all outputs | Voltage adjustment on all outputs | Power factor correction | Short circuit protected | Reverse Protection | Remote sense on all outputs | [6 empty] | Brand Name |  | Type | Digital Power Supply | Size |  | Color |  | Material |  | Dimensions |  | For Use With | For Lightspeed Ultra System | Voltage | 12 to 24V | [112 empty] | Power Supply Assembly | Digital Power Supply Power Supply Assembly |  | https://services.gehealthcare.com/gehcstorefront/p/5126615 | https://store.dex.com/en-apac/products/power-supply-astec-5-12-24v-1?srsltid=AfmBOormseGSeEraA0TbvAGvUEdw-9NcLZnRXQrpAQVB8O9MlcdLY7Bo |  |  |  | Ranjitha
HCPB11_166 | GE Healthcare | 5130200 |  | Power Adapter | VCT Data Acquisition System Control Board Power Adapter For Optima 660 Scanner | [9 empty] | https://services.gehealthcare.com/medias/5130200.jpg?context=bWFzdGVyfGltYWdlc3w3MzQxMXxpbWFnZS9qcGVnfGFXMWhaMlZ6TDJnMU5pOW9aakF2T0Rnek1UYzFNVFkxTVRNMU9DNXFjR2N8MTI1Yjk1YThmMTMwNDllZTYyN2Y5MWMwYTRkZDIzN2I4NTdmYzZhMDJiZDQ5OGE2MDM3NjBhOTJmN2JkOTJiZg | [29 empty] | Brand Name |  | Type | VCT Data Acquisition System Control Board | Size |  | Color |  | Material |  | Dimensions |  | For Use With | For Optima 660, Discovery 750 HD Scanner | [114 empty] | Power Adapter | VCT Data Acquisition System Control Board Power Adapter |  | https://services.gehealthcare.com/gehcstorefront/p/5130200 | https://www.cna-medical.com/GE-Healthcare-5130200-VCT-DCB-PWA-p/5130200.htm |  |  |  | Ranjitha
HCPB11_167 | GE Healthcare | 5131944 |  | Probe | PBT Type 4C Probe For Logic™ 7 Ultrasound | [39 empty] | Brand Name |  | Type | Type 4C | Size |  | Color |  | Material |  | Dimensions |  | For Use With | For Logic™ 7 Ultrasound | [114 empty] | Probe | Type 4C Probe |  | https://services.gehealthcare.com/gehcstorefront/p/5131944 | https://documents.cdn.ifixit.com/BkgqGfwOXsQSTLVS.pdf |  |  |  | Ranjitha
HCPB11_168 | GE Healthcare | 5138201-2-ROHS |  | Corona 2 Board | Thunder M4 Version Corona 2 Board For Definium 8000 X-Ray System | [9 empty] | https://services.gehealthcare.com/medias/5138201-2-ROHS-P1.jpg?context=bWFzdGVyfGltYWdlc3wzMzk2OTZ8aW1hZ2UvanBlZ3xhVzFoWjJWekwyZ3pOeTlvT1RRdk9EZzJPVFkyTWpZMU5EUTVOQzVxY0djfGRmZGM1NGVmYWViM2VjYWU0MjVjYjZhZWM1N2RmODQ5OTk5NWNkNTc4NWExZWE3NjM2YjUzNDc1ZTAzYjczNTI | [29 empty] | Brand Name |  | Type | Thunder M4 Version | Size |  | Color |  | Material |  | Dimensions |  | For Use With | For Definium 8000 X-Ray System | [114 empty] | Corona 2 Board | Thunder M4 Version Corona 2 Board |  | https://services.gehealthcare.com/gehcstorefront/p/5138201-2-ROHS | https://www.blockimaging.com/parts/5138201-2-ge-x-ray-corona-2-board |  |  |  | Ranjitha
HCPB11_169 | GE Healthcare | 5139563 |  | Adapter | 2-Port 4X Copper Infiniband Adapter For Signa HDe 1.5T System | [9 empty] | https://services.gehealthcare.com/medias/5139563-P.jpg?context=bWFzdGVyfGltYWdlc3wxMjAxMzV8aW1hZ2UvanBlZ3xhVzFoWjJWekwyaG1OUzlvTjJRdk9EZ3lNRGN6TlRBeE5qazVNQzVxY0djfGM5NjU4YjJiMDY3OTU1MmQxYjc4YTE0MmVlNWZhZmU5MDE3MzIwZWY4OWRjZTBiYjk0MDY1OWE1MDY4Y2E2MmU | [29 empty] | Brand Name |  | Type | 2-Port | Size |  | Color |  | Material | Copper | Dimensions |  | For Use With | For Signa HDe 1.5T System | Foam Factor | 6U CompactPCI | Interface | 4X Copper Infiniband | [110 empty] | Adapter | 2-Port Adapter |  | https://services.gehealthcare.com/gehcstorefront/p/5139563 | https://unity-imaging.com/product/5139563-infiniaband-bd-ge/ | https://www.cna-medical.com/product-p/5139563.htm |  |  | Ranjitha
HCPB11_17 | Carestream Health | EL883 |  | FCS Lamp | FCS Lamp For DR/X-Ray |  |  |  |  | Quantum | [34 empty] | Brand Name |  | Type |  | Size |  | Color |  | Material |  | Dimensions |  | For Use With | For DR/X-Ray, Direct Radiography | [114 empty] | Lamp | FCS Lamp | DR/X-Ray FCS Lamp |  | https://pmbiomedical.com/products/img_parts_fcs-lamp_94520 |  |  |  | Lakshmi_1
HCPB11_170 | GE Healthcare | 5139591 |  | Control Panel | Right Control Panel For Lightspeed VCT 32 With Mist Gray Bezel Green LEDs | [9 empty] | https://services.gehealthcare.in/medias/5139591-P1.jpg?context=bWFzdGVyfGltYWdlc3wyNDEzNDF8aW1hZ2UvanBlZ3xhVzFoWjJWekwyaG1OeTlvTlRVdk9EZzNOemc1TmpJMk9UZzFOQzVxY0djfDY5OWIxNzkwOTc2OTJkMzQwNWI4M2QzNDFmYWYzY2ZjZjY3Zjk1MTMyOWQxZDQ0M2M1Mzk2ZWY5YTkwOThkODc | https://services.gehealthcare.in/medias/5139591-P2.jpg?context=bWFzdGVyfGltYWdlc3wzMDIwODl8aW1hZ2UvanBlZ3xhVzFoWjJWekwyaGhZaTlvTmprdk9EZzNOemt6T1RjeU1ESXlNaTVxY0djfGZmYzdiOTA0YTgyOTk1MDcwN2ExN2Q2NTVjOGVkNjA0M2M3ODgwYzgwYjlmNGZhY2QwMzcxODRkYWIyNmZiMTM | https://services.gehealthcare.in/medias/5139591-T1.jpg?context=bWFzdGVyfGltYWdlc3wzMjg5MjZ8aW1hZ2UvanBlZ3xhVzFoWjJWekwyaGxPUzlvTmpVdk9EZzNOems0TXpFek56Z3lNaTVxY0djfDAzNDMwZDY4M2MwZjBiMjEwMmFiOTc5NWY1NGE3MzQyMGZiZWIxMDYyYjI3YmI5NTlhMmViMGUzZDZkNTFiOWM | [14 empty] | Corrosion resistant | Toxic materials to be avoided | Seventeen switches without illumination | Seven LED indicators | [9 empty] | Brand Name |  | Type | Right | Size |  | Color |  | Material |  | Dimensions |  | For Use With | For Lightspeed VCT 32 | With | With Mist Gray Bezel, Green LEDs | [112 empty] | Control Panel | Right Control Panel | CT Right Control Panel | https://services.gehealthcare.in/gehcstorefront/p/5139591# | https://www.medicaloutfittersparts.com/shop/5139591-ge-ct-lightspeed-vct-right-control-panel-pn-5139591-23732 |  |  |  | Asha
HCPB11_171 | GE Healthcare | 5142849-5 |  | Scan Window Assembly | RT SG Covers Scan Window Assembly For Lightspeed RT4 CT | [9 empty] | https://services.gehealthcare.in/medias/5142849-5.jpg?context=bWFzdGVyfGltYWdlc3wzODAwOHxpbWFnZS9qcGVnfGFXMWhaMlZ6TDJoalppOW9OVEF2T0Rnek1UYzFOVFkwT1RBMU5DNXFjR2N8YWI2NzVlNjY5ODUyMTMxZDk5NDU0YjQ5ZmJiNTg0Y2U3OTc5NWM2NTZlZDNkMzBjMGEwZTc5MTc2ZTM2ZWQ2MQ | [16 empty] | Type 301 stainless steel is both corrosion resistant and heat resistant | Electrical resistant | Lexan band has high optical quality and increases pencil hardness | Adhesive consists high cohesive strength and ability to withstand degradation | [9 empty] | Brand Name |  | Type | RT SG Covers | Size |  | Color |  | Material |  | Dimensions |  | For Use With | For Lightspeed RT4 CT | [114 empty] | Scan Window Assembly | RT SG Covers Scan Window Assembly |  | https://services.gehealthcare.in/gehcstorefront/p/5142849-5 | https://onlymedparts.com/product/assembly-scan-window-lightspeed-series-rt-sg-covers?srsltid=AfmBOor5piYtQbIKV62RnLzoOhDbQUc9chAGEg0aEQ7LUsykiRg-ZACr |  |  |  | Asha
HCPB11_172 | GE Healthcare | 5146139 |  | Gear | Axial Encoder Gear For H2-VCT Gantry | [9 empty] | https://www.blockimaging.com/hubfs/Parts/63071_5146139%20(4)-1.jpg | https://www.blockimaging.com/hubfs/Parts/63071_5146139%20(6)-1.jpg | https://www.blockimaging.com/hubfs/Parts/63071_5146139%20(5)-1.jpg | https://www.blockimaging.com/hubfs/Parts/63071_5146139%20(7)-1.jpg | https://www.blockimaging.com/hubfs/Parts/63071_5146139%20(8)-1.jpg | https://www.blockimaging.com/hubfs/Parts/63071_5146139%20(9)-1.jpg | https://www.blockimaging.com/hubfs/Parts/63071_5146139%20(3)-2.jpg | https://www.blockimaging.com/hubfs/Parts/63071_5146139%20(2)-1.jpg | [22 empty] | Brand Name |  | Type | Axial Encoder | Size |  | Color |  | Material |  | Dimensions |  | For Use With | For H2-VCT Gantry | [114 empty] | Gear | Axial Encoder Gear |  | https://services.gehealthcare.com/gehcstorefront/p/5146139 | https://www.blockimaging.com/parts/5146139-ge-ct-axial-gantry-encoder-gear-gear-only |  |  |  | Asha
HCPB11_173 | GE Healthcare | 5159097 | U0298EE | Switching Power Supply | 24V Switching Power Supply For Definium 6000 X-Ray | [9 empty] | https://services.gehealthcare.in/medias/5159097.jpg?context=bWFzdGVyfGltYWdlc3w2ODcwMXxpbWFnZS9qcGVnfGFXMWhaMlZ6TDJnek15OW9Oemt2T0RneU9UWXdOalkxT0RBM09DNXFjR2N8ZTk0NTVlMzc1MTc1YzViMWMxN2FiNWY1YjliYmM5MGNkMTRkNjZiNmVjMjllYmI1NmVjOGI3MTlmM2E0NzU4NA | [16 empty] | Universal input 90-264 Vac | High Efficiency | Adjustable output | UL508 approved | [9 empty] | Brand Name |  | Type |  | Size |  | Color |  | Material |  | Dimensions |  | For Use With | For Definium 6000 X-Ray | Voltage | 24V | [112 empty] | Switching Power Supply | X-Ray Switching Power Supply |  | https://services.gehealthcare.in/gehcstorefront/p/5159097 |  |  |  |  | Asha
HCPB11_174 | GE Healthcare | 5159834-3 |  | Image Generator | Image Generator For Jarrell VCT 32 With Volume-Regulated Anion Channel (VRAC) 2 Improved Electromagnetic compatibility (EMC) Performance | [9 empty] | https://www.blockimaging.com/hubfs/Parts/32458_5159834-3%20(3).jpg | https://www.blockimaging.com/hubfs/Parts/32458_5159834-3%20(5).jpg | https://www.blockimaging.com/hubfs/Parts/32458_5159834-3%20(6).jpg | [27 empty] | Brand Name |  | Type |  | Size |  | Color |  | Material |  | Dimensions |  | For Use With | For Jarrell VCT 32 | With | With Volume-Regulated Anion Channel (VRAC) 2 Improved Electromagnetic compatibility (EMC) Performance | [112 empty] | Image Generator | VCT Image Generator |  | https://my.services.gehealthcare.com/gehcstorefront/p/5159834-3 | https://www.blockimaging.com/parts/5159834-3-ge-ct-vig-computer-jarrell-goc5-with-vrac2 |  |  |  | Asha
HCPB11_175 | GE Healthcare | 5166224 |  | Sensing Cable | Sensing Cable For Bucky Tray | [9 empty] | https://services.gehealthcare.com/medias/5166224-P1.jpg?context=bWFzdGVyfGltYWdlc3w4NDYwN3xpbWFnZS9qcGVnfGFXMWhaMlZ6TDJnM05DOW9OVFl2T0RneU1EZzRNamN6TlRFek5DNXFjR2N8ZjQ5ZDcwZjc3Nzc4MDQyNjBmMzJjMjVjYjk5MThhZGRhNmQ0MDJhMGQzNTVmNzQyZDEzMzQ4MDJmNjJlYzlkMQ | [29 empty] | Brand Name |  | Type |  | Size |  | Color |  | Material |  | Dimensions |  | For Use With | For Bucky Tray | [114 empty] | Sensing Cable | Bucky Sensing Cable |  | https://services.gehealthcare.com/gehcstorefront/p/5166224 |  |  |  |  | Asha
HCPB11_176 | GE Healthcare | 5169251 |  | Cleaning Sponge | Slip Ring Cleaning Sponge For VCT | [9 empty] | https://services.gehealthcare.in/medias/5169251-P1.jpg?context=bWFzdGVyfGltYWdlc3wzMDUyMTd8aW1hZ2UvanBlZ3xhVzFoWjJWekwyaG1NeTlvTXpndk9EZzNOemc1T0RBd05qVTFPQzVxY0djfDBjMTljZGYyNjg4ZTcxOWExY2M3NGVjYjY5YTZlYjIxNzQzYWY0NGVhMWRhMDVkMjcwZTM1ZWNlNTRhYzQ4YjU | https://services.gehealthcare.in/medias/5169251-P2.jpg?context=bWFzdGVyfGltYWdlc3w2MDkxNjd8aW1hZ2UvanBlZ3xhVzFoWjJWekwyZ3laUzlvTlRFdk9EZzNOemswTVRReU5ERTFPQzVxY0djfDhlZjQ5ZWEyNmZhZGNiMDhlNTI5YmViYjQ4NTEwOWI3N2UzYWZlN2U1NmM4ZmJhYWJkZmExZTRiMDkyMDg0Yjc | https://services.gehealthcare.in/medias/5169251-T1.jpg?context=bWFzdGVyfGltYWdlc3w0OTc1MDJ8aW1hZ2UvanBlZ3xhVzFoWjJWekwyZ3hNaTlvWVRndk9EZzNOems0TkRZM056a3hPQzVxY0djfGI5Y2FlMzhmOTAxMDRiM2Q1YWM0MjBhMTIxOTE3YjQ4YTc1YTcwMDVkMmNhNDgzYjBlNGI0MDFkOGNhNmQ2MGI | [27 empty] | Brand Name |  | Type | Slip Ring | Size |  | Color |  | Material |  | Dimensions |  | For Use With | For VCT | [114 empty] | Cleaning Sponge | Slip Ring Cleaning Sponge |  | https://services.gehealthcare.in/gehcstorefront/p/5169251# | https://www.blockimaging.com/parts/5169251-ge-ct-slip-ring-cleaning-sponge |  |  |  | Asha
HCPB11_177 | GE Healthcare | 5174313-14 |  | Coolant | 4gal DI Water Non-Copper Corrosive TTA Algae Resistant Coolant For 1.5T Optima MR360 FRU |  | This coolant is used in MRI (Magnetic Resonance Imaging) scan equipment as refrigeration technology. When the MRI scan uses magnetic fields to generate high resolution image inside the human body and these machines are low temperature super conducting material, they conduct the electric current with no resistance. The coolant is poured to maintain the thermal circuit in ideal condition for long durations and it act as quenching process. The gradient coolant water is to be supplied in easy pour, shatterproof containers that can withstand freezing cycling. The neutralizing amine and water-based corrosion inhibitor is used to for the corrosion resistance and biocide is used to prevent contamination. Through the removal of this heat by the coolant fluid, the MRI scan is able to operate in an efficient manner. The coolant fits well into many demanding applications. The product's superior quality offers reliable operation, efficient functioning and longer life span. | [7 empty] | https://services.gehealthcare.in/medias/5174313-4-P1.jpg?context=bWFzdGVyfGltYWdlc3wyMzUyNzZ8aW1hZ2UvanBlZ3xhVzFoWjJWekwyZzJaaTlvWlRNdk9EZzNOemc1T0RRMk5UTXhNQzVxY0djfDEwMzQ0MGY1ZTIxODc0MjI0YmJkNThiMzlmYTk3MGRkMTk0ZjU5YWI4NWM4MTkwMzAxYjMxZTYxMjM3ZmQxYjY | https://services.gehealthcare.in/medias/5174313-4-P2.jpg?context=bWFzdGVyfGltYWdlc3wyNDUxNzh8aW1hZ2UvanBlZ3xhVzFoWjJWekwyZ3lZaTlvTkRNdk9EZzNOemswTWpBME5qYzFNQzVxY0djfGQ2MjlhYzMwNzVkMTM4YWE0Yzg5YzQ4NjZjYTg1MzY1ZDAyOGRhODRiOTcxNzkzZDc3NWE4YjE2ZTNkMTQ4NTQ | https://services.gehealthcare.in/medias/5174313-4-T1.jpg?context=bWFzdGVyfGltYWdlc3wyNTc4MTR8aW1hZ2UvanBlZ3xhVzFoWjJWekwyaGlOaTlvWlRjdk9EZzNOems0TlRBM01URXpOQzVxY0djfDI5ZGNmYTM1NTE3NzBlZjUyZjhlOTRlZDNiYzBhYTRhMzJkOTlhOGFiNjZlOGFmYjllZmQ0NTA0ODljNmQyNTA | https://services.gehealthcare.in/medias/5174313-4-FRU-4-GALLONS-COOLANT-NON-COPPER-CORROSIVE-ALGAE-RESISTANT-XRMB-GRADIENT.jpg?context=bWFzdGVyfHJvb3R8NDY3NzJ8aW1hZ2UvanBlZ3xhR1F5TDJnMk15ODVNak00TnpJMU9URTROelV3THpVeE56UXpNVE10TkNCR1VsVXNJRFFnUjBGTVRFOU9VeXdnUTA5UFRFRk9WQ3dnVGs5T0xVTlBVRkJGVWlCRFQxSlNUMU5KVmtVc0lFRk1SMEZGSUZKRlUwbFRWRUZPVkN3Z1dGSk5RaUJIVWtGRVNVVk9WQzVxY0djfGNlYTBjYjYyZThlZDdjNGYyOTNlNjVhYmRhODEzZTc5NDAyMmM5MDdjMmViMDdhN2YxYjYyNzUwZTNiZTI3NWE | [13 empty] | Heat resistant | Easy to handle | Odorless liquid | Corrosion resistant | [9 empty] | Brand Name |  | Type | DI Water, Non-Copper Corrosive TTA, Algae Resistant | Size |  | Color |  | Material |  | Dimensions |  | For Use With | For 1.5T Optima MR360 FRU | Capacity | 4Gal | [112 empty] | Coolant | Non-Copper Corrosive Coolant | Algae Resistant Coolant | https://services.gehealthcare.in/gehcstorefront/p/5174313-4# |  |  |  |  | Asha
HCPB11_178 | GE Healthcare | 5177597 |  | Cradle Wheel Bearing | 11 Ball Cradle Wheel Bearing For Legacy MR Other |  | The Cradle Wheel Bearing is a type of radial thrust ball bearing. This part contains the tire, balls, cage, inner ring and outer ring. Bearings are used to help reduce friction. Metal on metal contact produces large amounts of friction. The friction adds to wear and tear of the metal, producing grinding that slowly degrades the metal. Wheel bearings reduce this friction by having the two surfaces roll over each other thus reducing the amount of friction produced. They consist of a smooth metal ball or roller that rolls against a smooth inner and outer metal surface. The inner ring and outer ring are made of acetal copolymer material. This material has desirable characteristics like good stiffness, toughness and strength. This part is widely used in MR Signa HDxt 1.5T, UL LOGIQ P5, MR Signa HDx Twinspeed 1.5T, UL LOGIQ 5 MR Signa Horizon Echospeed LX 1.5T, 3.0T SIGNA PIONEER, MR Signa Optima HDxt 23 1.5T, MR Signa HD23 Vibrant 1.5T, XM Senographe DS and many other machines. | [7 empty] | https://services.gehealthcare.in/medias/5177597-P1.jpg?context=bWFzdGVyfGltYWdlc3w3NTA5NHxpbWFnZS9qcGVnfGFXMWhaMlZ6TDJnMlpTOW9OV1F2T0RneU1EZ3hNamcwTURrNU1DNXFjR2N8MDBlYjY3NTA3MDAwODM5MDRmZGVlNDM3ODZhYWU0NDUzNTNhMTBhZThhZmE2ZjRjMTJiNzUwNjkzZGU2ZWMzYw | https://services.gehealthcare.in/medias/5177597-T1.jpg?context=bWFzdGVyfGltYWdlc3w3Mjg0OXxpbWFnZS9qcGVnfGFXMWhaMlZ6TDJnMVpTOW9ORGN2T0RneU1EZ3pPRFl5T1RRd05pNXFjR2N8YWJmNGVjOGNhMWE3YThmMDdlNTFjYTg5N2FiY2MxYzcwODllZTE4ZGYzODM5YWZhNDMyMDE1NDkzMjFjNWM4Mw | https://services.gehealthcare.in/medias/5177597-Cradle-Wheel-Bearing-11-Ball-1-.jpg?context=bWFzdGVyfHJvb3R8NDI1MTR8aW1hZ2UvanBlZ3xhRE5qTDJnMk5DODVNak00TnpJMU9UVXhOVEU0THpVeE56YzFPVGNnUTNKaFpHeGxJRmRvWldWc0lFSmxZWEpwYm1jZ0xTQXhNU0JDWVd4c0lDZ3hLUzVxY0djfDk0YjU4NTFkNjQxZDMyZGNmZGIwMjNlMjg4ZGNmODE2MzEzNTFiYzUzNTkwODhlYTdhYTAyMzY3MzliNmIwN2M | [14 empty] | Made of quality material | Good structural design | Good heat resistance | Good corrosion resistance | [9 empty] | Brand Name |  | Type | 11 Ball | Size |  | Color |  | Material |  | Dimensions |  | For Use With | For Legacy MR Other | [114 empty] | Cradle Wheel Bearing | 11 Ball Cradle Wheel Bearing |  | https://services.gehealthcare.in/gehcstorefront/p/5177597# | https://www.blockimaging.com/parts/5177597-ge-mri-cradle-wheel-bearing-11-ball |  |  |  | Asha
HCPB11_179 | GE Healthcare | 5178978 |  | ECG Patient Cable | Norav AHA ECG Patient Cable For Voluson P6 Ultrasound | [9 empty] | https://services.gehealthcare.vn/medias/5178978-P1.jpg?context=bWFzdGVyfGltYWdlc3wzODU0MDN8aW1hZ2UvanBlZ3xhVzFoWjJWekwyZzBZaTlvWVdVdk9Ea3hNRGd6TXpBeU5UQTFOQzVxY0djfDViMjBlNzdjOWIzOTcxM2RlYmYwNWRmMmEwZTRlMjI2MTllNzdlNWUwYWZlNGMxMzE0OWRiOWQzNTZlODRmNDc | https://services.gehealthcare.vn/medias/5178978-P2.jpg?context=bWFzdGVyfGltYWdlc3w0MDIyNDl8aW1hZ2UvanBlZ3xhVzFoWjJWekwyZzVOUzlvTTJVdk9Ea3hNRGcyTnpRMk5ESXlNaTVxY0djfDIwN2M5Mzc5ZDVlZDMzNDFmNjFkODgwNTVhZDZmYzQ2MjBhMjQwN2IyMmRiZGVlMzViMmYyM2RlMTc5MzdhYTg | https://services.gehealthcare.vn/medias/?context=bWFzdGVyfGltYWdlc3wzNjg4NDZ8aW1hZ2UvanBlZ3xhVzFoWjJWekwyZzVaUzlvTXpVdk9Ea3hNRGt3TVRVM05UY3hNQzVxY0djfDE5OTdlZDdjNjJhNjQ2ZDg0YmU5MjNhNjVhODY3YjFlNGE4ZTI3NGE4YjI1MGRkNDI1M2YyMmI1YzRiMmI5OWM | [27 empty] | Brand Name | Norav | Type | AHA | Size |  | Color |  | Material |  | Dimensions |  | For Use With | For Voluson P6 Ultrasound | [114 empty] | ECG Patient Cable | Norav AHA ECG Patient Cable |  | https://services.gehealthcare.vn/gehcstorefront/p/5178978# |  |  |  |  | Asha
HCPB11_18 | Carestream Health | FA30-026 |  | Push Latch | Black 2-Piece Strike Push Latch For DR/X-Ray |  |  |  |  | Quantum | [34 empty] | Brand Name |  | Type | 2-Piece Strike | Size |  | Color | Black | Material |  | Dimensions |  | For Use With | For DR/X-Ray, Direct Radiography | [114 empty] | Push Latch | DR/X-Ray Push Latch | Black Push Latch |  | https://integritymedicalservice.com/carestream-parts/quantum-parts/FA30-026/ | https://pmbiomedical.com/products/img_parts_push-latch-black-2-piece-strike_94572 |  |  | Lakshmi_1
HCPB11_180 | GE Healthcare | 5183331 |  | Primary Handset | Primary Handset For MG And Myosight | [9 empty] | https://services.gehealthcare.in/medias/5183331-T1.jpg?context=bWFzdGVyfGltYWdlc3wzODA0ODJ8aW1hZ2UvanBlZ3xhVzFoWjJWekwyZzROUzlvWVdRdk9EZzFPRGcwTXpRME56TXlOaTVxY0djfGIwYjJlNjkxNzNmZmQzZTVmMzllOGUyMTFkNzhiNWYyOTUxNzlkNGEzMmZlOTkxZDYxOWM0MTY0YWRhZWIxNGM | https://services.gehealthcare.in/medias/5183331-T2.jpg?context=bWFzdGVyfGltYWdlc3wzODIwMjF8aW1hZ2UvanBlZ3xhVzFoWjJWekwyZzVOUzlvWlRFdk9EZzFPRGczTlRBMk9EUTBOaTVxY0djfDNlNjJjNzNjZDk0NmE4OTcwODc2ZDU0ZTEzY2RjMzM1Njg4NDM3MDgwOTFhMDBiMzdlNTA2MWNhNjc2NGU3Zjk | https://services.gehealthcare.in/medias/5183331-ALT.jpg?context=bWFzdGVyfGltYWdlc3w0MTAyNDB8aW1hZ2UvanBlZ3xhVzFoWjJWekwyZ3pOaTlvTlRJdk9EZzFPRGt3TXpBeE9UVTFNQzVxY0djfGE3YzljZmRkNDkwZDJjZGQ2OTlkMjI5MTZkODI4ZDc3MjJkMDVhYmQ1MmQ1YmY2OTRlYzEzNTc2Y2NlYjZkMTQ | [27 empty] | Brand Name |  | Type |  | Size |  | Color |  | Material |  | Dimensions |  | For Use With | For MG And Myosight | [114 empty] | Primary Handset |  |  | https://services.gehealthcare.in/gehcstorefront/p/5183331# |  |  |  |  | Asha
HCPB11_181 | GE Healthcare | 5183459-2 |  | Battery | Lithium Battery For LOGIQ i Ultrasound |  |  | 30 Days | [6 empty] | https://services.gehealthcare.in/medias/5183459-2-P1.jpg?context=bWFzdGVyfGltYWdlc3w0NzkwNnxpbWFnZS9qcGVnfGFXMWhaMlZ6TDJoak5pOW9NelV2T0RneU1qRTBOVGd4TURRMk1pNXFjR2N8MzgwNTA0N2NiZTRkN2NhNTU4ZTliNjUxMTVlNWYzNzgzNjgxNGExMGEwOTQzMWJlYWUyYzBmMTUzOTM5ZWQ5YQ | https://services.gehealthcare.in/medias/5183459-2-T1.jpg?context=bWFzdGVyfGltYWdlc3w0ODA4MnxpbWFnZS9qcGVnfGFXMWhaMlZ6TDJobVlTOW9PVEF2T0RneU1qRTJNekUwTkRjek5DNXFjR2N8YzYwNjBkYjY5NjFiMTdiMDAyNzJlZjA2NTg1YjU4OGQ5YmUwYjk2OTlmOWI4ZjZlMjk5NjZjNzY5MjdmNzI0NQ | [28 empty] | Brand Name |  | Type | Lithium | Size |  | Color |  | Material |  | Dimensions |  | For Use With | For LOGIQ i Ultrasound | [114 empty] | Battery | Lithium Battery |  | https://services.gehealthcare.in/gehcstorefront/p/5183459-2# | https://www.dotmed.com/listing/ultrasound-shared-service/ge/logiq-i/5183459-2/2374748 |  |  |  | Asha
HCPB11_182 | GE Healthcare | 5184311 |  | Hose Cover Kit | Hose Cover Kit For Revolution XRD |  | The Hose Cover Kit consists of a long hose pipe, short hose pipe and instruction manual. It is used in X-Ray machines. These pipes are used for extension of the system from one place to another that consists of many cables of that are components of the system. The short length hose pipe is installed first and then long hose pipe is installed. Two Philips head screws are loosened to install these pipes. Two zippers are attached for each hosepipe for removing the cover. Loosen the hardware connecting the hose bracket to the support for holding hose pipe in place. These hose pipes are made of a polyester material or odyssey III, which has good elasticity, wrinkle resistance and shape retention. The material used for this component has good mechanical properties. Install the components according to checkout procedures from instruction manual provided along with this kit. This kit is being used in XF Precision Rxi, CT Optima CT580W 16-Slice, XR Definium 6000, MR Optima MR450W GEM 1.5T, XR Revolution XR/d, CT LightSpeed 7.X VCT 64-Slice and in many other systems. | [7 empty] | https://my.services.gehealthcare.com/medias/5184311-T1.jpg?context=bWFzdGVyfGltYWdlc3wxNzcyMzF8aW1hZ2UvanBlZ3xhVzFoWjJWekwyZzRNeTlvTldVdk9EZzFNemN6TWpnMU1UYzBNaTVxY0djfDg4YTI2YjA5ODZjMGI0ODFhZWVjMzYwNGNhYTc2YWJiYWEzODNlM2Q4ZTUwZmM2ZGM3YWU0NjZmNTk3NmUyNjU | https://my.services.gehealthcare.com/medias/5184311-T2.jpg?context=bWFzdGVyfGltYWdlc3wxODQ0OTF8aW1hZ2UvanBlZ3xhVzFoWjJWekwyZzJOUzlvTnpJdk9EZzFNemMwTnpnMU9UUTROaTVxY0djfGQ0MzFlOGJiMDMyY2Q5NzI4Y2NjOGM3OTMyMGQ5MjcwMDBiNGViZTY4N2U5NGFhYzM3MjU2Y2I3NWM4MDA3MTE | https://my.services.gehealthcare.com/medias/5184311-ALT.jpg?context=bWFzdGVyfGltYWdlc3wxOTgzMTV8aW1hZ2UvanBlZ3xhVzFoWjJWekwyZ3hZeTlvTlRZdk9EZzFNemMyTVRJMk1UVTVPQzVxY0djfDJiNTc2YzE1NmJiNWNiNzhhZWQ4ZjYwNTFjYzc0Zjg2YmMyMWZiYTZlZDFhYjA5ODIzYjA1N2ZiMDBjYzhlMmE | [14 empty] | Excellent strength and durability | Tear and abrasion resistant | Dimensional stability | UV resistant | [9 empty] | Brand Name |  | Type |  | Size |  | Color |  | Material |  | Dimensions |  | For Use With | For Revolution XRD | [114 empty] | Hose Cover Kit | X-Ray Hose Cover Kit |  | https://my.services.gehealthcare.com/gehcstorefront/p/5184311# |  |  |  |  | Asha
HCPB11_183 | GE Healthcare | 5189544 | RAB2-5-D | Probe | 1.0 to 5.0MHz 3D/4D Curved Array Probe For LOGIQ E9 Ultrasound | [39 empty] | Brand Name |  | Type | 3D/4D Curved Array | Size |  | Color |  | Material |  | Dimensions |  | For Use With | For LOGIQ E9 Ultrasound | Frequency Range | 1.0-5.0MHz | [112 empty] | Curved Array Probe | Ultrasound Probe |  | https://shop.gehealthcare.ca/gehcstorefront/p/5189544 | https://lysis.cc/products/ge-rab2-5-d |  |  |  | Asha
HCPB11_184 | GE Healthcare | 5193173 |  | Drive Assembly | Column Rotation Drive Assembly For Discovery XR656G2 Optima XR646 | [9 empty] | https://services.gehealthcare.com/medias/5193173-P1.jpg?context=bWFzdGVyfGltYWdlc3w2MjAxMnxpbWFnZS9qcGVnfGFXMWhaMlZ6TDJoaVlTOW9ZVEV2T0RneU1USTVOVEkxTVRRNE5pNXFjR2N8ZGEyODI5ZTcwOThkMDNkMTc2MzEzMTY3ZDJhMjg5OTQ5MmU3NjYzY2U4MWZkODRmZDVhY2JiZGM4ZDI0OGNkZA | [16 empty] | High corrosion resistance | Offers electrical and thermal conductivity | Light weight | High strength and stiffness properties | Good dimensional stability | RoHS compliant | [7 empty] | Brand Name |  | Type | Column Rotation | Size |  | Color |  | Material |  | Dimensions |  | For Use With | For Discovery XR656G2, Optima XR646 | [114 empty] | Drive Assembly | Column Rotation Drive Assembly |  | https://services.gehealthcare.com/gehcstorefront/p/5193173 | https://radmedparts.com/products/column-rotation-drive-asm |  |  |  | Asha
HCPB11_185 | GE Healthcare | 5201044-7 | GTX 2.5 | Transmitter Board | Ichiro Global Transmitter Board For Logiq E9 Ultrasound |  |  | 30 Days | [6 empty] | https://services.gehealthcare.com/medias/5201044-7-T1.jpg?context=bWFzdGVyfGltYWdlc3w0NTQ5NzF8aW1hZ2UvanBlZ3xhVzFoWjJWekwyaGtZUzlvTVRndk9EZzFORE16TkRFME5EVTBNaTVxY0djfDZjNTkxZTA4MjZmODUzODYxYTE2OGE3NzZjNzZlZGJmZGMzMjcyNmZkYjIxNDc5N2MxYzNkMzQ0ZjBiZWRjYmE | [16 empty] | Safe and reliable operation | Aesthetic in appearance | Good corrosion resistant and impact resistant | Enhanced durability and reliability | It is a ROHS compliant | [8 empty] | Brand Name | Ichiro | Type | Global | Size |  | Color |  | Material |  | Dimensions |  | For Use With | For Logiq E9 Ultrasound | [114 empty] | Transmitter Board | Transmit Board | Ichiro Global Transmit Board | https://services.gehealthcare.com/gehcstorefront/p/5201044-7 | https://www.dotmed.com/listing/ultrasound-accessories/ge/logiq-e9-ultrasound-gtx25-board-model-5201044-7-c-gtx25-30-days-warranty/5201044-7-c-gtx25/5216944 |  |  |  | Asha
HCPB11_186 | GE Healthcare | 5202201 |  | Module | Slots 1-8 49-57 Saturn Single FL Module For Optima CT660 |  |  | 30 Days | [6 empty] | https://services.gehealthcare.com/medias/5202201-P1.jpg?context=bWFzdGVyfGltYWdlc3wzMDc1Nzh8aW1hZ2UvanBlZ3xhVzFoWjJWekwyZzRNQzlvWkRjdk9EZzNORGMzT0RNMk1UZzROaTVxY0djfDExYWJiNDlmNzEwMGE4OGY4N2IwZTBiMGUxNTMzNWNhMTc0NDYzYzY5OGJiOTRiNmEzYzg1ODEyNjlkODcwYmQ | [29 empty] | Brand Name | Saturn | Type | Slots 1-8, 49-57 Single FL | Size |  | Color |  | Material |  | Dimensions |  | For Use With | For Optima CT660 | [114 empty] | Single FL Module | Saturn Single FL Module | Single FL Module Slots | https://services.gehealthcare.com/gehcstorefront/p/5202201 | https://www.novarium.net/vendita/prodotto/?pid=19042301456828 |  |  |  | Asha
HCPB11_187 | GE Healthcare | 5205054-5 |  | Main Power Supply | Lambda Main Power Supply For LOGIQ 400 With 100V-240V Ichiro R5 CW SWE Improvements |  |  | 6 Months | [6 empty] | https://services.gehealthcare.com/medias/5205054-5-P1.jpg?context=bWFzdGVyfGltYWdlc3wyNDU2ODR8aW1hZ2UvanBlZ3xhVzFoWjJWekwyZzNNQzlvTUdVdk9EZzJPVFkyT0RVeE9UazJOaTVxY0djfDcwMTFkMDQ0NDc1NGI2ODBmOTJkMTk3ZjQ5YjI4YzljOWQ4NmNhZTEzYTAyZTQ4OTcwYWY3ZmEwZjE3ODI1OWM | [16 empty] | Multi-output power supply | Universal input voltage range 90 to 250 VAC | Excellent power factor correction | Efficiency minimum 73% at full load | Mean Time Between Failure (MTBF) 50,000 hours | Inbuilt with cooling fan and circuit breaker or fuse | Overvoltage, overcurrent and thermal protection | RoHS Complaint | [5 empty] | Brand Name | Lambda | Type |  | Size |  | Color |  | Material |  | Dimensions |  | For Use With | For LOGIQ 400 | Comes With | With 100V-240V Ichiro R5 CW SWE Improvements | [112 empty] | Main Power Supply | Lambda Main Power Supply |  | https://services.gehealthcare.com/gehcstorefront/p/5205054-5 | https://www.probomedical.com/shop/ge-healthcare/ge-5205054-5-ultrasound-parts/ |  |  |  | Asha
HCPB11_188 | GE Healthcare | 5207000-65 |  | Frame | Frame With LED Backlight LCD and Touchscreen For Logic and Vivid E9 Ultrasound |  | The Frame with LED Backlight LCD and Touchscreen is used for LOGIQ E9 device as a spare part. The assembly has a frame with EMC gasket, which holds the touchscreen on the front. The LCD display, a LED backlight version, is mounted on the rear of the assembly. The assembly has video interface cable included at the rear. It is a spare part for the upper OP panel. The frame is a sheet metal frame used over the upper OP panel for protection against wear and tear. It contains not more than a maximum concentration of 0.1% by weight in homogenous materials for lead, mercury, hexavalent chromium, polybrominated biphenyls (PBB) and polybrominated biphenyl ethers (PBDE) and of 0.01% by weight in homogeneous materials for cadmium. The assembly is enclosed in a sealed anti-static bag. The GE product is an Innovation and technology which fits well into versatile customer needs. It is manufactured using high precision techniques which helps to achieve a good surface finish as well as good product consistency. These parts are diligently designed for high Performance and reliability. It is securely packed inside a high quality packing box to avoid physical damage during transit and labeled with details about the product, Quality Assurance (QA) seal and shipment details. | [24 empty] | Good dimensional stability | Easy to use and handle | Highly reliable and durable | It is a ROHS compliant | [9 empty] | Brand Name |  | Type |  | Size |  | Color |  | Material |  | Dimensions |  | For Use With | For Logic and Vivid E9 Ultrasound | Comes With | With LED Backlight LCD and Touchscreen | [112 empty] | Frame | Ultrasound Frame |  | https://dev-services.gehealthcare.in/gehcstorefront/p/5207000-39 | https://www.cna-medical.com/product-p/5207000-65.htm |  |  |  | Asha
HCPB11_189 | GE Healthcare | 5212799 |  | End Cap Assembly | End Cap Assembly For Table Top Workstation Systems With Table End Cap, Bracket (Left And Right), Stopper, Washer, Screws And Bumper (Left And Right) |  | The end cap comes as a part of table top workstation systems. The assembly contains a table end cap, bracket (left and right), stopper, washer, screws and bumper (left and right). It is used in the table top medical workstations to hold components. The end cap is mounted onto the table by means of washers and screws and bumpers and stoppers are placed at the ends. The assembly is resistant to flames and is safe to use in apparatus like X-ray machines where safety is critical. It comes as a part of a wide range of medical equipment like CT LightSpeed 7.X VCT 64-Slice, XR Optima XR220amx, MR Signa Horizon Hispeed LX 1.5T, XR Revolution XR/d, XF URP DETECTOR, XR Discovery XR656, XM Seno Advantage, MR Signa Cryogens, XR Definium 6000, XR Discovery XR650 and XR RTI RAD TABLE MPX/SPX GEN. | [7 empty] | https://services.gehealthcare.vn/medias/5212799-P1.jpg?context=bWFzdGVyfGltYWdlc3w3MTg3NnxpbWFnZS9qcGVnfGFXMWhaMlZ6TDJnd01DOW9PREV2T0RneU1EYzFNVGc1TWpVeE1DNXFjR2N8Njk2NzA1MGIzMzBhNDhiYzI5MTlmM2IwYjgyN2YzMmMwYjkyNjY5ZmQ2ZTc0YjI5OGUzZDZhZmE5YjMxZGEyNQ | https://services.gehealthcare.vn/medias/5212799-T1.jpg?context=bWFzdGVyfGltYWdlc3w3MjE0N3xpbWFnZS9qcGVnfGFXMWhaMlZ6TDJoallTOW9NV0l2T0RneU1EYzJORGcyT0RZek9DNXFjR2N8OTQ3NTk4MjYxZjQ2MmZiOWMyNWUxMzg1OTlkMWFmYTBmZTM1OWZkYTAyOTAzOTQyMThlNDg4ZmYyZTRmZjU0Zg | [15 empty] | Verified by UL safety consulting and certification | Can be used in placed where fire safety is of utmost importance | Reliable and durable | Ease of adjustment | [9 empty] | Brand Name |  | Type |  | Size |  | Color |  | Material |  | Dimensions |  | For Use With | For Table Top Workstation Systems | Comes With | With Table End Cap, Bracket (Left And Right), Stopper, Washer, Screws And Bumper (Left And Right) | [112 empty] | Cap Assembly | End Cap Assembly |  | https://services.gehealthcare.vn/gehcstorefront/p/5212799# | https://www.cna-medical.com/product-p/5212799.htm |  |  |  | Asha
HCPB11_19 | Carestream Health | KT30-042 |  | Techvision Handle and Switch | Techvision Handle and Switch For X-Ray Rad Room |  |  | 90 Days | [36 empty] | Brand Name |  | Type |  | Size |  | Color |  | Material |  | Dimensions |  | For Use With | For X-Ray, Rad Room | [114 empty] | Techvision Handle and Switch | Rad Room Techvision Handle and Switch |  |  | https://integritymedicalservice.com/carestream-parts/quantum-parts/KT30-042/ | https://www.dotmed.com/listing/rad-room/carestream/x-ray-room/kt30-042/3755111 |  |  | Lakshmi_1
HCPB11_190 | GE Healthcare | 5220443 | 07MW11.X | Software Collector | Software Collector For Lightspeed Plus CT With Rating Plate |  | The Software Collector comes as a part of the Computed Tomography (CT). The CT is a computerized process of obtaining images or scanning the body parts by means of X-Rays. It is used for imaging method diagnosis using X-Rays. A stream of electrons produced by X-Ray tube is accelerated to specific velocities by an external voltage supply and collide with the target anode in the tube. The beam formed is focused on the patient, and X-Rays emerging from the patient carry the image information which can be stored in a film. The collimator is provided to narrow the rays such that a parallel beam of rays is created which are aligned in a direction. In other words, it filters the rays. It is used to read the application DVD, the operating system DVD and serial over LAN CD. It is used in CT deices like the HiSpeed QX/i, BrightSpeed, LightSpeed 1x, 2x, 3x, 4x, 5x, RT (4-Slice) CT scanner systems. | [7 empty] | https://services.gehealthcare.in/medias/5220443-T1.jpg?context=bWFzdGVyfGltYWdlc3w1NTMwOXxpbWFnZS9qcGVnfGFXMWhaMlZ6TDJoaE55OW9NVEF2T0RneU56VXhNekUwTXpNeU5pNXFjR2N8MjY1NzNmNTZkMmEwMDFmYjAyMDdhN2IwMGE1N2I2NjZlM2UzNDQ4MWMwNGMyY2YxNzM4ZjYyZjlkYjRlMTZiMg | https://services.gehealthcare.in/medias/5220443-P1.jpg?context=bWFzdGVyfGltYWdlc3w1MzY1N3xpbWFnZS9qcGVnfGFXMWhaMlZ6TDJneFlpOW9OalF2T0RneU56VXpOVGt4TnpBNE5pNXFjR2N8OWQyMGRkMTFhM2E4MzFlZTMyM2MyNDliOTMzZDhmMWM0ZGE3Yzc1OWI5YjU5YzI3ZjA0M2MxNTc2ZjQ5ZDJjYg | [15 empty] | CD-ROM and DVDs meet the ISO 9660 specifications | Packaging adheres to global specifications and is free of any physical damage | Does not contain any sharp edges or burrs | Aesthetic in appearance | [9 empty] | Brand Name |  | Type |  | Size |  | Color |  | Material |  | Dimensions |  | For Use With | For Lightspeed Plus CT | Comes With | With Rating Plate | [112 empty] | Software Collector | CT Software Collector |  | https://services.gehealthcare.in/gehcstorefront/p/5220443# |  |  |  |  | Asha
HCPB11_191 | GE Healthcare | 5233006 |  | Printed Wire Assembly | GRE Intercom Printed Wire Assembly For Lightspeed VCT 32 | [9 empty] | https://services.gehealthcare.in/medias/5233006.jpg?context=bWFzdGVyfGltYWdlc3w2MDc0OXxpbWFnZS9qcGVnfGFXMWhaMlZ6TDJnd01DOW9aVEl2T0Rnek1UYzJNamN5TmprME1pNXFjR2N8OGQ3NTM1YWNhODc0MjY5MjEzZWI4YjE1ZDVjMTdlMzE3YjJhNzhiOGU4YzZiY2IyZWRkOWNlZTM1OTUzMjlmMA | [29 empty] | Brand Name | GRE | Type | Intercom | Size |  | Color |  | Material |  | Dimensions |  | For Use With | For Lightspeed VCT 32 | [114 empty] | Printed Wire Assembly | Intercom Printed Wire Assembly | CT Printed Wire Assembly | https://services.gehealthcare.in/gehcstorefront/p/5233006 | https://www.dotmed.com/listing/ct-scanner/ge/ge-ct/5233006/4905387 |  |  |  | Asha
HCPB11_192 | GE Healthcare | 5234954 |  | Collimator | Overhead Collimator For Definium 6000 X-Ray | [9 empty] | https://www.blockimaging.com/hubfs/Parts/61839_5234954%20(7).jpg | https://www.blockimaging.com/hubfs/Parts/61839_5234954%20(2).jpg | https://www.blockimaging.com/hubfs/Parts/61839_5234954%20(3).jpg | https://www.blockimaging.com/hubfs/Parts/61839_5234954%20(4).jpg | https://www.blockimaging.com/hubfs/Parts/61839_5234954%20(5).jpg | https://www.blockimaging.com/hubfs/Parts/61839_5234954%20(6).jpg | [24 empty] | Brand Name |  | Type | Overhead | Size |  | Color |  | Material |  | Dimensions |  | For Use With | For Definium 6000 X-Ray | [114 empty] | Overhead Collimator | X-Ray Overhead Collimator |  | https://services.gehealthcare.in/gehcstorefront/p/5234954 | https://www.blockimaging.com/parts/5234954-ge-x-ray-collimator |  |  |  | Asha
HCPB11_193 | GE Healthcare | 5245350-20 |  | Gel Warmer | Gel Warmer For LOGIQ E10s Ultrasound | [39 empty] | Brand Name |  | Type |  | Size |  | Color |  | Material |  | Dimensions |  | For Use With | For LOGIQ E10s Ultrasound | [114 empty] | Gel Warmer | Ultrasound Gel Warmer |  | https://services.gehealthcare.com/gehcstorefront/p/5245350-20 | https://www.novarium.net/vendita/prodotto/?pid=24091303942848 |  |  |  | Asha
HCPB11_194 | GE Healthcare | 5252353 |  | Main Keyboard Assembly | Main Keyboard Assembly For LOGIQ P5 Ultrasound |  |  | 6 Months | [6 empty] | https://services.gehealthcare.com/medias/5252353.jpg?context=bWFzdGVyfGltYWdlc3wxMTAxNzN8aW1hZ2UvanBlZ3xhVzFoWjJWekwyaGtNQzlvWW1Vdk9EZ3pNRFF3TnpFME56VTFNQzVxY0djfDIxNzk5YmVkMDZmMTk3NTRjZGI1OGFjZjllMjg0MTM0ZGRiYmZkNzY3MTVjOGNlMDAxOGVjNDM1NzE4YzNkYzY | [29 empty] | Brand Name |  | Type |  | Size |  | Color |  | Material |  | Dimensions |  | For Use With | For LOGIQ P5 Ultrasound | [114 empty] | Main Keyboard Assembly | Ultrasound Main Keyboard Assembly |  | https://services.gehealthcare.com/gehcstorefront/p/5252353 | https://www.probomedical.com/shop/ge/ge-5252353-ultrasound-parts/ |  |  |  | Asha
HCPB11_195 | GE Healthcare | 5260909 | D16LMR1 - 1ab0 | Pushbutton Switch | 16mm SPST-NO SPST-NC Momentary Round Pushbutton Switch For Discovery Brivo XR DR-F XR656G2 |  | The Pushbutton Switch D16LMR1 has a switch system which each contact block has one double break snap action switching mechanism. The 16 series push-button switches and indicators are categorized in three types which are illuminated push-button switches, non-illuminated push-button switches and pilot indicators. In terms of shape, it has been classified into three types; round type (18mm Dia), rectangular type (18 * 24 mm) and square type (18 * 18mm). This big varieties offer high flexibility to help meet the actual requirements for functions and shapes. Despite this size variation, the mounting hole diameter for all the product is 16mm. Our contactors have high quality silver contact points to ensure electrical stability and a long life span. Each control block has N.C (Normal Close) contact points and N.O (Normal Open) contact points. Code number 1-2 for wiring stand for N.C contact points, whereas 3-4 stand for N.O contact points. Each switch may have a maximum of 4 contact blocks. | 12 Months | [6 empty] | https://services.gehealthcare.com/medias/5260909-P1.jpg?context=bWFzdGVyfGltYWdlc3w3ODUzM3xpbWFnZS9qcGVnfGFXMWhaMlZ6TDJnd1pTOW9PV1V2T0RneU1EZ3hNekl3TVRRek9DNXFjR2N8MTVhOTYwNTQ1YzczMGQyMDQzMGYyOTQzZDZhZjI4N2UwNGJlOTc0MzYxMzczNGY2ZDUzNWUxNWVkZGU4OWUzZg | [16 empty] | High life span | High electrical stability | [11 empty] | Brand Name |  | Type |  | Size |  | Color |  | Material |  | Dimensions |  | For Use With | For Discovery Brivo XR DR-F, XR656G2 | Contact Configuration | SPST-NO, SPST-NC | Pushbutton Actuator Style | Round | Contact Current AC Max | 8A | Contact Voltage AC Nom | 125V | Contact Voltage DC Nom | 24V | Contact Voltage VDC | 24V | Switch Mounting | Panel Mount | Panel Cutout Diameter | 16mm | Switch Operation | Momentary | Contact Current Max | 8A | Contact Voltage VAC | 125V | Contact Current DC Max | 6A | [90 empty] | Pushbutton Switch | X-Ray Pushbutton Switch |  | https://services.gehealthcare.com/gehcstorefront/p/5260909 | https://www.newark.com/multicomp-pro/d16-lmr1-1ab/switch-pushbutton-non-illuminated/dp/25R4586 |  |  |  | Asha
HCPB11_196 | GE Healthcare | 5262694 |  | Head Extension Cable | 15m L Head Extension Cable For Nemoto Dual Shot CT Injector | [39 empty] | Brand Name |  | Type |  | Size |  | Color |  | Material |  | Dimensions |  | For Use With | For Nemoto Dual Shot CT Injector | Length | 15m | [112 empty] | Head Extension Cable | CT Injector Head Extension Cable |  | https://services.gehealthcare.com/gehcstorefront/p/5262694?lang=en&clear=true&site=healthcareSite_US | https://www.medicalimagingsource.com/ge-lightspeed-vct-parts-list |  |  |  | Asha
HCPB11_197 | GE Healthcare | 5268122 |  | Shielding Cup and Retainer Kit | Shielding Cup and Retainer Kit For Discovery XR656 X-Ray |  | The X-ray Shielding Cup and Retainer Kit is one of the assembly parts of the overhead tube suspension assembly which is used in the Definium 8000. It is comprised of off a focal shielding cup assembly and cone retainer. The off focal shielding cup assembly consists of an off focal radiation cone and off focal cone adhesive ring. The overhead tube suspension (OTS) is the positioning device that supports the X-ray tube and OTS user interface. The OTS has available movement on 5 axes for use in advanced applications. The suspension provides convenient movement and accurate positioning of the equipment. | [7 empty] | https://services.gehealthcare.in/medias/5268122.jpg?context=bWFzdGVyfGltYWdlc3wxMTc4OTN8aW1hZ2UvanBlZ3xhVzFoWjJWekwyaGpaUzlvTnpFdk9EZ3pNRFF6TlRNMk1EYzVPQzVxY0djfGI3NDNjYTMzOGE4MjM3NDk4ZjcxYjk1MGQ3NTdiYzUzN2FjOTk4NmRlNzljNmUyYTAxZjVlOGRmMDNkZmVlM2U | [16 empty] | Good corrosion resistance | Good cryogenic Strength | Ductility | Resistance to abrasion and erosion | [9 empty] | Brand Name |  | Type |  | Size |  | Color |  | Material |  | Dimensions |  | For Use With | For Discovery XR656 X-Ray | [114 empty] | Shielding Cup and Retainer Kit | X-Ray Shielding Cup and Retainer Kit |  | https://services.gehealthcare.in/gehcstorefront/p/5268122 | https://radmedparts.com/products/shuelding-cup |  |  |  | Asha
HCPB11_198 | GE Healthcare | 5272357-3 |  | Main Cable Assembly | Flexible Revised Video Main Cable Assembly For LOGIQ E9 Ultrasound | [9 empty] | https://services.gehealthcare.com/medias/5272357-3-T1.jpg?context=bWFzdGVyfGltYWdlc3wzNDQ2NzJ8aW1hZ2UvanBlZ3xhVzFoWjJWekwyaG1NeTlvTnpNdk9EZzFPVGd6TXpBME1Ea3lOaTVxY0djfGFjOTIwMjQ4YjE1MmIyOWU2ZmUxNzYwNWE3YzM3MWU3ZjlhZDNkMGVmNjliNjZjM2MzOWI0MWYxNzNjZTYzNTA | [29 empty] | Brand Name | TTL | Type | Flexible, Revised Video | Size |  | Color |  | Material |  | Dimensions |  | For Use With | For LOGIQ E9 Ultrasound | [114 empty] | Main Cable Assembly | Flexible Revised Video Main Cable Assembly | TTL Flexible Revised Video Main Cable Assembly | https://services.gehealthcare.com/gehcstorefront/p/5272357-3 |  |  |  |  | Asha
HCPB11_199 | GE Healthcare | 5305095 | 6TC | Probe | 6TC Probe For LOGIQ E9 Ultrasound | [9 empty] | https://storage.googleapis.com/avante/images/GE_6Tc.jpg | [29 empty] | Brand Name |  | Type |  | Size |  | Color |  | Material |  | Dimensions |  | For Use With | For LOGIQ E9 Ultrasound | [114 empty] | Probe | Ultrasound Probe |  | https://kh.services.gehealthcare.com/gehcstorefront/p/5305095 | https://avantehs.com/s/ge-6tc-ultrasound-probe/13930 |  |  |  | Asha
HCPB11_2 | Carestream Health | 3E1248 |  | Power Supply | Power Supply For X-Ray System | [19 empty] | https://www.carestream.com/tr/tr/-/media/publicsite/countries/turkey/pdf/yedek-parca-fiyat-listesi-2014.pdf | [19 empty] | Brand Name |  | Type |  | Size |  | Color |  | Material |  | Dimensions |  | For Use With | For X-Ray System | [114 empty] | Power Supply | X-Ray Power Supply |  |  | https://www.blockimaging.com/parts/3e1248-kodak-x-ray-power-supply |  |  |  | Lakshmi_1
HCPB11_20 | Carestream Health | ME30-194 | QT-LCH-P | Handle | QT-LCH-P Handle For DR/X-Ray System |  |  |  |  | Quantum | [34 empty] | Brand Name |  | Type |  | Size |  | Color |  | Material |  | Dimensions |  | For Use With | For DR/X-Ray System | [114 empty] | Handle | QT-LCH-P Handle |  |  | https://integritymedicalservice.com/carestream-parts/quantum-parts/ME30-194/ | https://pmbiomedical.com/products/img_parts_handle-qt-lch-p_53773 |  |  | Lakshmi_1
HCPB11_200 | GE Healthcare | 5316023 |  | Power Supply | 480W Hot Swappable Power Supply For Brightspeed 16 CT |  |  | 6 Months | [6 empty] | https://services.gehealthcare.in/medias/5316023.jpg?context=bWFzdGVyfGltYWdlc3w4ODU4N3xpbWFnZS9qcGVnfGFXMWhaMlZ6TDJobFl5OW9NelV2T0Rnek1EUXhNREU1TkRrM05DNXFjR2N8Y2Y3ZTUwNTVjNzZmMDE3NmQ3ZDkyYWE3MzE2OTdkM2I3YjlhYjdiYjI3NjMzOWE2OGFmYzUwMDJlZGZiZTI2OQ | [29 empty] | Brand Name |  | Type | Hot Swappable | Size |  | Color |  | Material |  | Dimensions |  | For Use With | For Brightspeed 16 CT | Power Rating | 480W | [112 empty] | Power Supply | Hot Swappable Power Supply | CT Hot Swappable Power Supply | https://services.gehealthcare.in/gehcstorefront/p/5316023 | https://www.probomedical.com/shop/uncategorized/hsda-power-supply-5316023/ |  |  |  | Asha
HCPB11_201 | GE Healthcare | 5323714 | M5S-D | Probe | M5S-D Sector 2.0 to 8.0MHz Probe For LOGIQ 9 Ultrasound | [9 empty] | https://www.probomedical.com/wp-content/uploads/2021/10/XXWMXjPw.png.webp | https://www.probomedical.com/wp-content/uploads/2022/08/GE-M5S-D.jpg | https://www.probomedical.com/wp-content/uploads/2022/08/GE-M5S-D-Lens.jpg.webp | https://www.probomedical.com/wp-content/uploads/2024/04/XXWMXjPw.png | https://www.probomedical.com/wp-content/uploads/2024/04/GE-M5S-D.jpg | https://www.probomedical.com/wp-content/uploads/2024/04/GE-M5S-D-Lens.jpg | [24 empty] | Brand Name |  | Type |  | Size |  | Color |  | Material |  | Dimensions |  | For Use With | For LOGIQ 9 Ultrasound | Type of Array | Sector | Bandwidth | 2.0-8.0MHz | [110 empty] | Probe | Ultrasound Probe |  | https://shop.gehealthcare.ca/gehcstorefront/p/5323714 | https://www.probomedical.com/shop/ge-healthcare/ge-m5s-d/ |  |  |  | Asha
HCPB11_202 | GE Healthcare | 5335963-20 |  | Printed Wire Assembly | FDIP Printed Wire Assembly For LightSpeed CT | [9 empty] | https://www.blockimaging.com/hubfs/Parts/70232_5335963-20%20(3).jpg | https://www.blockimaging.com/hubfs/Parts/70232_5335963-20%20(5).jpg | https://www.blockimaging.com/hubfs/Parts/70232_5335963-20%20(7).jpg | [27 empty] | Brand Name |  | Type | FDIP | Size |  | Color |  | Material |  | Dimensions |  | For Use With | For LightSpeed CT | [114 empty] | Printed Wire Assembly | FDIP Printed Wire Assembly | CT FDIP Printed Wire Assembly | https://services.gehealthcare.com/gehcstorefront/p/5335963-20 | https://www.blockimaging.com/parts/5335963-20-ge-ct-fdip-pwa |  |  |  | Asha
HCPB11_203 | GE Healthcare | 5343340 |  | Switch Assembly | Falcon Overhead Tube Suspension User Interface Switch Assembly For Definium 8000 X-Ray With Handle |  | The Falcon Overhead Tube Suspension (OTS) UIF Switch Assembly with Handle is a specially designed assembly intended for use in X-ray machine and other necessary applications. The side mounted handgrip helps to move and rotate the X-ray tube with horizontal and vertical direction to capture full radiographic image with minimal patient movement. The assembly is comprised of Falcon OTS UIF switch assembly, Thunder UIF lock release switch, Thunder UIF Handle switch, Thunder UIF Handle cover and other support mechanical components. Handle switch assembly having single-pole double-throw (SPDT) miniature Butterfly® double-break snap action switch with end solder terminal and a pin plunger actuator. The products superior material quality offers reliable operation, efficient functioning and longer life time. The product is tested to work at extreme atmospheric conditions. | [7 empty] | https://services.gehealthcare.in/medias/5343340-T1.jpg?context=bWFzdGVyfGltYWdlc3wxODg3MDN8aW1hZ2UvanBlZ3xhVzFoWjJWekwyZ3daQzlvWmpjdk9EZzFORE16TnpJMU56VXdNaTVxY0djfDgzY2U1ZGZmNzdlMWVhNzhiZTY3ZDhiMTdiNjQyNjQ3NThhNzQ1ZmRiOTNjNjBlYTBhODE5OGM4ZjJiZDMyODk | https://services.gehealthcare.in/medias/5343340-T2.jpg?context=bWFzdGVyfGltYWdlc3wxOTEyMjJ8aW1hZ2UvanBlZ3xhVzFoWjJWekwyZzVZaTlvWTJVdk9EZzFORE0xTWpnMU5UQTNNQzVxY0djfGVhNjljYTMyYmVkNjFlNTBjZTQ4Y2YzZjczOTBiMDkxYzIyYTI1NjQwNGY0ZDAxNTU0MjAxYzhlYjIwNDU5MjA | [15 empty] | Handgrip assembly | Easy horizontal and vertical movement | Convenient square shape handle | Two handles for a secure grip | [9 empty] | Brand Name | Falcon | Type | Overhead Tube Suspension User Interface | Size |  | Color |  | Material |  | Dimensions |  | For Use With | For Definium 8000 X-Ray | Comes With | With Handle | [112 empty] | Switch Assembly | Overhead Tube Suspension User Interface Switch Assembly | Falcon Overhead Tube Suspension User Interface Switch Assembly | https://services.gehealthcare.in/gehcstorefront/p/5343340# | https://scandinavian-medical.com/parts/5343340-ge-falcon-ots-uif-switch-assembly-with-handle/ |  |  |  | Asha
HCPB11_204 | GE Healthcare | 5350000-2 |  | Firefly Charger Board | Firefly Charger Board For Optima XR220 With System Communication Firmware | [9 empty] | https://services.gehealthcare.com/medias/5350000-2-P1.jpg?context=bWFzdGVyfGltYWdlc3w2MTg1OTN8aW1hZ2UvanBlZ3xhVzFoWjJWekwyZzVOUzlvTVRJdk9EZzNOemt3TlRZd09EY3pOQzVxY0djfDBiNTllZWE0MDc3YmI2ZjMwZmMwYzZiNjRhODhkMTJkMzljOTZlYzQwMDFlNGM5YWRjZTNiNjE0ZDRlZWEwMWY | [29 empty] | Brand Name |  | Type |  | Size |  | Color |  | Material |  | Dimensions |  | For Use With | For Optima XR220 | Comes With | With System Communication Firmware | [112 empty] | Firefly Charger Board | X-Ray Firefly Charger Board |  | https://services.gehealthcare.com/gehcstorefront/p/5350000-2 | https://www.blockimaging.com/parts/5350000-2-ge-x-ray-firefly-charger-sys-comm-fw-board |  |  |  | Asha
HCPB11_205 | GE Healthcare | 5374764 |  | Power Supply Assembly | High Voltage Power Supply Assembly For D670 Tandem Detector |  | The Tandem Detector High Voltage Power Supply (HVPS) Assembly is an assembly that consists of Tandem Spellman HV assembly, Spellman control cable, fasteners, Loctite, metal sheet, cover, bracket and tri-wall package. The Tandem Spellman HV assembly is comprised of high voltage module, which can provide an output voltage of 1kV. The assembly includes connector, contact and heat shrink tube. To carry the high voltage delivered by the assembly to the system, the high voltage carrying cable has been designed with unique specification. This special function cable consists of a D-type connector with 15-position housing, crimp contacts for the connector, hood, screw, cable shield, marker, heat-shrink tubes and hook up wires. The metal sheet kit includes bracket and cover and the tri wall package with dimensions of 300 x 120 x 90 mm is to accommodate the complete assembly. This assembly is a spare part or a Field Replacement Unit (FRU), means that the unit can be replaced if any failure occurs. This power supply unit is used in NM Discovery NM/CT 670 /670/NM630, NM Brivo NM615, and NM Infinia. | 6 Months | [6 empty] | https://my.services.gehealthcare.com/medias/5374764.jpg?context=bWFzdGVyfGltYWdlc3w1Njc4MnxpbWFnZS9qcGVnfGFXMWhaMlZ6TDJnd1lpOW9NV012T0Rnek1UYzNOREl5T0RVeE1DNXFjR2N8MWQyNDc3MjEwZmNmMDA3YTY2MWMzMjMwMDA3MWM0N2RmNjI2ZDYwZjk0ZDZjNjYwYmVjYWU5ZTVmNGEyNTI0Nw | https://my.services.gehealthcare.com/medias/5374764-Tandem-Detector-High-Voltage-Power-Supply-Assembly.jpg?context=bWFzdGVyfHJvb3R8NTkwODB8aW1hZ2UvanBlZ3xhRGxqTDJoak1DODVNak00TnpJMk5UYzBNVEV3THpVek56UTNOalFnVkdGdVpHVnRJRVJsZEdWamRHOXlJRWhwWjJnZ1ZtOXNkR0ZuWlNCUWIzZGxjaUJUZFhCd2JIa2dRWE56WlcxaWJIa3VhbkJufDlhODE4MjQyODRjMGIyMmIxMzNjYTBiOGQ1NTZhMjkzNmM1MjFlMTJkNGI1MzI3MDU2ZmUyOTRlM2Y4ZTMzMDI | [15 empty] | Special purpose unit | Field Replacement Unit (FRU) or spare part | Can be attached or removed easily | Unique design | [9 empty] | Brand Name |  | Type | High Voltage | Size |  | Color |  | Material |  | Dimensions |  | For Use With | For D670 Tandem Detector | [114 empty] | Power Supply Assembly | High Voltage Power Supply Assembly |  | https://my.services.gehealthcare.com/gehcstorefront/p/5374764# | https://www.probomedical.com/shop/ge-healthcare/tandem-detector-high-voltage-power-supply-assembly/ |  |  |  | Asha
HCPB11_206 | GE Healthcare | 5380000-2 |  | Back End Processor 6.2 | Back End Processor 6.2 For LOGIQ E9 Ultrasound |  |  | 6 Months | [6 empty] | https://services.gehealthcare.in/medias/5380000-2-r-T1.jpg?context=bWFzdGVyfGltYWdlc3wzMzYzNTd8aW1hZ2UvanBlZ3xhVzFoWjJWekwyZzRNUzlvTkdVdk9EZzFORFUxTmpNM056RXhPQzVxY0djfDZmODk0OTVhMDNmYjM2MzZlODNjNTg5ZmVkZDczMGExZDBlOTY1NGM3OTQ0YWNmOTA2ZWQwNmM5MWZhNzM0Y2E | https://services.gehealthcare.in/medias/5380000-2-r-T2.jpg?context=bWFzdGVyfGltYWdlc3wyNTAxNDZ8aW1hZ2UvanBlZ3xhVzFoWjJWekwyZzROeTlvT1RFdk9EZzFORFUyT0RVMk5qZ3hOQzVxY0djfDNlNDRlYWQyN2I1OTMxYWYyNjMxOWE4MDU2ZDkwZjljODAzMzRmOWFjNmY5M2M0ZjVmMWE2MDVhNzJkNzkzOGQ | https://services.gehealthcare.in/medias/5380000-2-r-ALT.jpg?context=bWFzdGVyfGltYWdlc3wyODg1NzJ8aW1hZ2UvanBlZ3xhVzFoWjJWekwyZzVOeTlvWWpJdk9EZzFORFUzT0RFMk56Z3pPQzVxY0djfGUwNjU4N2QzOTAyY2IzYzYzY2Y0MjBjNjVlZWFhM2RiZjk2ZGZmNmFhOTkwNzlkZWUyN2ZkOGQxYjNhN2Q2YTU | [27 empty] | Brand Name |  | Type |  | Size |  | Color |  | Material |  | Dimensions |  | For Use With | For LOGIQ E9 Ultrasound | [114 empty] | Back End Processor 6.2 | Ultrasound Back End Processor 6.2 |  | https://services.gehealthcare.in/gehcstorefront/p/5380000-2# | https://www.probomedical.com/shop/ge-healthcare/ge-5380000-2-ultrasound-parts/ |  |  |  | Asha
HCPB11_207 | GE Healthcare | 5390061 |  | Gas Spring | 450mm 2550 Newton Single Gas Spring For Seno Advantage Senographe Essential Senographe Essential E |  | The Single Gas Spring 450mm 2550 Newtons is a gas spring that can be defined as a hydro-pneumatic energy storage element. The nitrogen gas and oil are used for providing compressible and damping medium. The gas spring unit consist of piston rod, sealed cylinder and sealer. The nitrogen gas and oil are filled in a sealed cylinder and the piston rod is attached with the cylinder. This unit works in a two principle movement’s compression stroke and extension stroke. In compression stroke the piston rod is pushed down the fluid and gas in the cylinder gets compressed and the energy gets stored. When the pressure on the rod gets released the piston gets back to its original position due to the energy released in the compressed fluid. The sealers are made of high quality materials, so it can withstand the pressure. This part is widely used in HCS-IT AW Workstation 4.6 HP Z800, XM Senographe Essential, XV Innova 2100, UL Vivid I, MR Signa Explorer F 1.5T, XM Seno Advantage, AW VolumeShare 4 (AW4.5), XM Seno Advantage, MR Signa Explorer F 1.5T and XM Senographe Crystal. | 6 Months | [6 empty] | https://services.gehealthcare.in/medias/5390061-P1.jpg?context=bWFzdGVyfGltYWdlc3w3MjY0NnxpbWFnZS9qcGVnfGFXMWhaMlZ6TDJoaVlTOW9ZMll2T0RneU1EY3pOemd6TlRBek9DNXFjR2N8MGNiMzM0NWQ3NGVmZjlhZmYzOTE1NDE1MGRiN2JhMDVjNzBkMzBiZjBkMjc3Y2NhMmM0ZjZiZDQzN2VlNjg0Ng | https://services.gehealthcare.in/medias/5390061-T1.jpg?context=bWFzdGVyfGltYWdlc3w3Mzc1MnxpbWFnZS9qcGVnfGFXMWhaMlZ6TDJnNE5TOW9NbU12T0RneU1EYzBOVFV3TWpjMU1DNXFjR2N8M2EwZDVlOTgzNTE2YTg2Mzc2OTQ2MmYxNmU0MWNkNWNmNWY3N2I3ZGFjNGU5NjJhZWI5YzhhN2VhOGIyYjI3ZA | [15 empty] | Good structural design | Made of quality material | Corrosion resistant | Faster motion | [9 empty] | Brand Name |  | Type | Single | Size |  | Color |  | Material |  | Dimensions |  | For Use With | For Seno Advantage, Senographe Essential, Senographe Essential E Mammography | Length | 450mm | Force | 2550 Newton | [110 empty] | Gas Spring | Single Gas Spring | Mammography Single Gas Spring | https://services.gehealthcare.in/gehcstorefront/p/5390061# | https://www.probomedical.com/shop/uncategorized/ge-5390061/ |  |  |  | Asha
HCPB11_208 | GE Healthcare | 5392190-2 |  | Wired Hand Switch Holder | White Pearlthane 11T98 Flexible C Wired Hand Switch Holder For Optima XR220 |  | This Flexible Hand Switch Holder assembly is ergonomically designed to hold the hand switch assembly of the GE's Optima XR220 X-Ray Systems. The assembly has 3 unibody construction (with a C-type holder and its mounting arm) which is made up of high quality Pearlthane 11T98 Material which is an aromatic polycaprolactone copolyester-based thermoplastic polyurethane. The holder assembly have 2x 4.5 mm through holes on the arm which helps in firm, easy mounting. The C-Type structure of the holder arm helps in quick handswitch placements and withdrawls. The entire assembly is free from sharp edges and comes with curved corners that improvises the safety and aesthetic appearance. The part is manufactured using high precision techniques which helps to achieve a good surface finish as well as good product consistency. The part is diligently designed for superior performance and reliability. The assembly comes with 2x M4-0.7 X 10 mm long hexagonal head cap screws and the complete assembly will be shipped in suitable packaging to give adequate protection during transit. | [7 empty] | https://services.gehealthcare.com/medias/5392190-2.jpg?context=bWFzdGVyfGltYWdlc3w4MjI2NXxpbWFnZS9qcGVnfGFXMWhaMlZ6TDJnMk9TOW9ZVGN2T0Rnek1EUXhOVE0zTWpNeE9DNXFjR2N8MjEwYTYyZThmOTcyZjg4MDM5ZWJjMWQzNTljNTc0N2JkYjhiOWFlYWE3YzRkMDI5NWE2Njk1ZmY2YjA1ZTkyOA | [16 empty] | High Quality Pearlthane 11T98 Material | Flexible Holder | Wide Operating Temperature Range | Good Dimensional Stability | Beautiful White Color & Textured Finish | Ergonomically Designed | C- Type Holder with mountings | [6 empty] | Brand Name |  | Type | Flexible, C | Size |  | Color | White | Material | Pearlthane 11T98 | Dimensions |  | For Use With | For Optima XR220 | [114 empty] | Wired Hand Switch Holder | Flexible Wired Hand Switch Holder | C Type Wired Hand Switch Holder | https://services.gehealthcare.com/gehcstorefront/p/5392190-2 |  |  |  |  | Asha
HCPB11_209 | GE Healthcare | 5393908-4 |  | MRX Board | Non-CW Support MRX Board For LOGIQ E9 Ultrasound |  |  | 6 Months | [6 empty] | https://my.services.gehealthcare.com/medias/5393908-4-T1.jpg?context=bWFzdGVyfGltYWdlc3wxNzEyNzV8aW1hZ2UvanBlZ3xhVzFoWjJWekwyaG1NaTlvWkRNdk9EZ3lNRGt6TXpreE9EYzFNQzVxY0djfGMwZjM1MjliODc4MDc3NThkYTk4NmEzMzA2ZWI5ZjU2ZDQ4OTg2MmJiMTRlMDRjZDA5MDU0YWNhOWM3NDU1OGM | https://my.services.gehealthcare.com/medias/5393908-4-P1.jpg?context=bWFzdGVyfGltYWdlc3wxNDc4NDV8aW1hZ2UvanBlZ3xhVzFoWjJWekwyZzBZUzlvWWpNdk9EZ3lNRGt6TlRrNE16RXpOQzVxY0djfGZhMjViMTdkYjQ2NTgzZDQ4NWQwMWZhMGM1ZjVhMzVjNjk5N2ZhM2U2Y2M2MjRhYTc1YWJlNmViYjFjMzc5MTQ | [28 empty] | Brand Name |  | Type | Non-CW Support | Size |  | Color |  | Material |  | Dimensions |  | For Use With | For Logiq E9 Ultrasound | [114 empty] | MRX Board | Non-CW Support MRX Board | Ultrasound Non-CW Support MRX Board | https://my.services.gehealthcare.com/gehcstorefront/p/5393908-4# | https://my.services.gehealthcare.com/gehcstorefront/p/5393908-4# |  |  |  | Asha
HCPB11_21 | Carestream Health | R70-80 |  | Cable | 80ft L High Voltage 1-Pair Cable |  |  |  |  | Quantum | [34 empty] | Brand Name |  | Type | High Voltage, 1-Pair | Size |  | Color |  | Material |  | Dimensions |  | For Use With |  | Length | 80ft | [112 empty] | Cable | High Voltage 1-Pair Cable | High Voltage Cable |  | https://integritymedicalservice.com/carestream-parts/quantum-parts/R70-80/ |  |  |  | Lakshmi_1
HCPB11_210 | GE Healthcare | 5415766-2 |  | Patient Positioning Pad | Rectangular 36 L x 9 W x 0.5in H Patient Positioning Pad For Signa Pioneer 3.0T |  | The GEM Patient Rectangular Pad 0.50 x 9.00 x 36.00 is used for leveling patient position of the uneven surface and area. It is made of a urethane material. The material offers very desirable characteristics such as good abrasion, chemical and impact resistance as well as a good surface finish, which ensure long-life span for the product. The entire composition gives the superior corrosion resistance to the levelling pad. The good surface finish is achieved and maintained over the entire surface of the levelling pad. The products excellent surface finish and attractive aesthetic property makes it an excellent replacement part for leveling while installing. The product is a proven design which fits well into many demanding applications. The product's high quality material helps to offer reliable operation, efficient functioning and longer life span. This part is widely used in 3T Signa Architect, XR AMX 4, MR Signa OpenSpeed 0.7T, CT Optima CT660 32-Slice, MR Discovery MR750 3.0T, MR Signa HDxt 1.5T, MR Signa HDx Twinspeed 1.5T, MR Discovery MR450 1.5T, MR Discovery PET/MR 3.0T, MR Optima MR450W GEM 1.5T, MR Signa HDx Echospeed 1.5T, MR Signa HDxt 1.5T, MR Discovery MR750w GEM 3.0T, MR Optima MR450W 1.5T and many other machines. |  |  |  |  | 9in | 0.5in |  | https://stg2-shop.gehealthcare.ca/medias/5415766-2-Image.jpg?context=bWFzdGVyfGltYWdlc3w4MTU0MTJ8aW1hZ2UvanBlZ3xhRGcwTDJobE5pODVNVFV4TVRBMk5qYzRPREUwTHpVME1UVTNOall0TWw5SmJXRm5aUzVxY0djfGQyZDA3MmYzN2ZmOWEzZjY2ODFhZGFjODhhOGYzNjVhMmRkNTY3NjQyYzBhZjc4MjM4NTA2OWJmYWI3YTBjOWY | [16 empty] | Good surface finish | High impact strength | Good structural design | Perfects cut on the end | [9 empty] | Brand Name |  | Type |  | Size |  | Color |  | Material |  | Dimensions |  | For Use With | For Signa Pioneer 3.0T | Length | 36in | Shape | Rectangular | [109 empty] | 2/Pack | Patient Positioning Pad | Rectangular Patient Positioning Pad |  | https://stg2-shop.gehealthcare.ca/gehcstorefront/p/5415766-2 | https://onlymedparts.com/product/mr-patient-positioning-pad-rectangular-shape-36-in-l-x-9-in-w-x-0-5-in-h-qty-1-2?srsltid=AfmBOoqA8kN_542s6Rx0lTXZ3hIdj_apx6uz1XSLNQXvRKA3SZ4EMmCk |  |  |  | Asha
HCPB11_211 | GE Healthcare | 5417914 | P6-33BF6 | Control Board | P6-33BF6 Programmed kV Control Board For Highspeed CT |  | The Programmed KV Control P6-33BF6 is an assembly which includes PPC KV CONTROL V3R circuit board with polyester label. It is packed in a standard packing box with part identification label. This part can be used as replacement unit in LightSpeed 7.X VCT 32-Slice, CT Revolution EVO 64/128-Slice, CT Optima CT580 RTI 16-Slice, CT BrightSpeed Excel Select 4 - Slice. The main components in this circuit board are surface mount transient voltage suppressor, transistor and microprocessor 32-bit. This circuit can be fixed in required unit using pan head tapping screws. The whole assembly is packaged inside a corrugated box with foam. The part number and quantity is printed on self-adhesive label and pasted over the box. | [7 empty] | https://services.gehealthcare.in/medias/5417914-P.jpg?context=bWFzdGVyfGltYWdlc3wxMzI2OTl8aW1hZ2UvanBlZ3xhVzFoWjJWekwyZzJaaTlvWm1Jdk9EZ3lNRGczT0Rnek5UYzBNaTVxY0djfDNjNmZkMjlhNTk2NDk2MjVmMjdmNWY2MzY4NWVlMjVmN2JmNjc4MjRmOTZkOThhMTg0YmFkOGQyMjE0OGIwZWY | https://services.gehealthcare.in/medias/5417914-T.jpg?context=bWFzdGVyfGltYWdlc3wxNDM5MTB8aW1hZ2UvanBlZ3xhVzFoWjJWekwyZzBNQzlvTmpNdk9EZ3lNRGt3TURVMk1Ea3lOaTVxY0djfDljMWJlY2Y3ZDRlY2JlNTA5MGY4NWM1MTc4NDRkZDVlZDI4NDFjMWRmMWQ4NjNkODRjYmFiNGI4ZmNmZDdlNjE | [15 empty] | Rigidity and flexible | Good structural design | Higher reliability and efficiency | Great maintainability | [9 empty] | Brand Name |  | Type | Programmed KV | Size |  | Color |  | Material |  | Dimensions |  | For Use With | For Highspeed CT | [114 empty] | Control Board | Programmed kV Control Board | CT Programmed kV Control Board | https://services.gehealthcare.in/gehcstorefront/p/5417914# | https://electroextreme.com/shop/healthcare-lab-dental/medical-lab-equipment/programmed-kv-control-5417914-by-ge-healthcare-oem-5417914/ |  |  |  | Asha
HCPB11_212 | GE Healthcare | 5433408-51 |  | Assembly | Back End Processor (BEP) 6.X HDD 500 GB Assembly For LOGIQ E9 Ultrasound |  | The Back End Processor (BEP) 6.X HDD 500 GB Assembly in Ultrasound is used in the competitorâUltrasound, LightSpeed Ultra Upgrade, AMB MV ACUS XP10 GEN and other medical equipments as applicable. It is a kit consisting of one hard drive, two screws and two interface cables. The 500 GB hard drive is packed and protected with the mounting bracket and shock mounts. It is a spare part for the Bep module. This super reliable storage product provides excellence in personal computing, helps to save energy without sacrificing Performance and optimizes burst Performance. It also provides safe, fast and easy drive retirement. Legible information provided through labels. The GE product is an Innovation and a state of the art technology which fits well into versatile customer needs. The part is diligently designed for superior Performance and reliability. It is securely packed inside a High-quality packing box to avoid physical damage during transit and labeled with details about the product, Quality Assurance (QA) seal and shipment details. | [7 empty] | https://services.gehealthcare.in/medias/5433408-51-T1.jpg?context=bWFzdGVyfGltYWdlc3wzMDg1Nzl8aW1hZ2UvanBlZ3xhVzFoWjJWekwyaGxNeTlvTkdFdk9EZzFNemN6TlRFME5UVXdNaTVxY0djfDlhMDQ5MDE5OThkMjhhNDJmYjZmODBjNmZhNWZkZmI0MzU1ZWE2YmRkYTU4ZmNmMTQ3NGIyODhmNzU5YTBlYmU | https://services.gehealthcare.in/medias/5433408-51-T2.jpg?context=bWFzdGVyfGltYWdlc3wyNTI3OTh8aW1hZ2UvanBlZ3xhVzFoWjJWekwyaG1NaTlvWkRjdk9EZzFNemMwT1RrNE9UUXdOaTVxY0djfGU4ZjBmYzQ2NWYyN2FkOGVjZmZlNGZlYWU4YWYxMDE0MjZhYjMwOWI4NjBkNDAyNzM5MzUwM2JiMjI4ZDI2ZmQ | https://services.gehealthcare.in/medias/5433408-51-ALT.jpg?context=bWFzdGVyfGltYWdlc3wyNzE5MzR8aW1hZ2UvanBlZ3xhVzFoWjJWekwyZ3lOQzlvWldZdk9EZzFNemMyTWprNU9ETXdNaTVxY0djfGRiZDIzZGJiZWE3OTgyMzM1ZDY5MmIwOTM3NDZlZDhlOGY4ZTlhNzdmN2UxMjM5ODM2ZjE4NDE5NTgyNzEzNjI | [14 empty] | Good dimensional stability | Highly reliable and durable | Good electrical power transmission | Perfectly fit for the home servers applications | [9 empty] | Brand Name |  | Type | Back End Processor (BEP) 6.X HDD 500 GB | Size |  | Color |  | Material |  | Dimensions |  | For Use With | For Logiq E9 Ultrasound | [114 empty] | Assembly | Back End Processor (BEP) 6.X HDD 500 GB Assembly |  | https://services.gehealthcare.in/gehcstorefront/p/5433408-51# |  |  |  |  | Asha
HCPB11_213 | GE Healthcare | 5435719 |  | AC Adapter | AC Adaptor For Vivid i/Vivid q ECHOPAC Ultrasound With Cable Protection Support |  | The AC Adaptor with Cable Protection Support is an assembly that is used in the ultrasound, Computed Tomography (CT) and in few other Digital Imaging (DI) machines. The assembly consists of an AC adaptor, cable protection support and power direction connector. All these are packed with antistatic protection, kept inside a box (also called mantle) and sealed with “GOOD TO STOCK” label. It is used in the power supply system to convert from AC to DC and vice versa. The adaptor is an external unit connected to the system’s rear panel and the power supply unit that is located inside and mounted to the bottom assembly. It provides the system with both Low Voltage (LV) and High Voltage (HV) power and also enables recharging of the battery. The AC adaptor unit is mounted into the cavity of the AC adaptor cable protection and the cable is located inside the groove. The protection cover is closed and tightened with screws. This assembly is widely used in machines such as Optima CT660 128-Slice, LOGIQ E/E9/700/E Premium/9/A5/P6/V2, Vivid Q/E/3/I/S6/7, Voluson I/E8 EXPERT/730 PRO and Senographe Essential. | 6 Months | [6 empty] | https://services.gehealthcare.com/medias/?context=bWFzdGVyfGltYWdlc3wxMDczMnxpbWFnZS9qcGVnfGFXMWhaMlZ6TDJoaVppOW9OelV2T0RneE9EQXdOakl5T1RBeU1pNXFjR2N8OTg5M2E2MjRiODYyZThmMGYyNDE0OGYxMmViOWQ4MjBjMTkxNDVkZWI4ZWMzYmE5NGZjMDE3MjMyYmEwNDA3OQ | [16 empty] | The cable has high flexibility | Good insulation resistance and dielectric strength | Cable has optimum tensile strength and thrust strength | Enhanced durability | Easily portable | Lightweight | Easy to clean | RoHS compliant | [5 empty] | Brand Name |  | Type |  | Size |  | Color |  | Material |  | Dimensions |  | For Use With | For Vivid i/Vivid q ECHOPAC Ultrasound | Comes With | With Cable Protection Support | [112 empty] | AC Adapter | Ultrasound AC Adapter |  | https://services.gehealthcare.com/gehcstorefront/p/5435719 | https://www.probomedical.com/shop/ge-healthcare/ge-5435719-ultrasound-parts/ |  |  |  | Asha
HCPB11_214 | GE Healthcare | 5443754-8 |  | SDHC Card | Venue R4 R4.0.7 Software Upgrade SDHC Card For Venue 40 Ultrasound |  |  | 30 Days | [36 empty] | Brand Name |  | Type | Venue R4 R4.0.7 Software Upgrade | Size |  | Color |  | Material |  | Dimensions |  | For Use With | For Venue 40 Ultrasound | [114 empty] | SDHC Card | Software Upgrade SDHC Card |  | https://services.gehealthcare.com/gehcstorefront/p/5443754-8 | https://www.amsmedicalsource.com/products/venue-r4-r4-0-7-software-upgrade-software-upgrade-sdhc-card |  |  |  | Asha
HCPB11_215 | GE Healthcare | 5450061-4 | 4S3P | Battery Pack | 4S3P 14.4V 5850mAh Lithium-ion Rechargeable Battery Pack | [39 empty] | Brand Name |  | Type | Rechargeable | Size |  | Color |  | Material |  | Dimensions |  | For Use With |  | Voltage | 14.4V | Capacity | 5850mAh | Chemistry | Lithium-ion | [108 empty] | Battery Pack | Rechargeable Battery Pack | Lithium-ion Rechargeable Battery Pack | https://services.gehealthcare.vn/gehcstorefront/p/5450061-4 | https://www.probomedical.com/shop/ge-healthcare/14-4v-5850mah-li-ion-4s3p-batt/ |  |  |  | Asha
HCPB11_216 | GE Healthcare | 5457377-2 |  | Trackball Assembly | Trackball Assembly For LOGIQ e Ultrasound |  |  | 6 Months | [6 empty] | https://services.gehealthcare.com/medias/5457377-2-P1.jpg?context=bWFzdGVyfGltYWdlc3wxMjkwNDB8aW1hZ2UvanBlZ3xhVzFoWjJWekwyaGhaUzlvT1RNdk9EZ3lNRGd6TWpFd09EVTNOQzVxY0djfDczMzQxYzc4ZmM0ZjQzMzJhZTI2ZjAyN2IxY2JlYWZhYzBmNTJlOTBhMzBiNTlhMTBmYmI5N2JiYTQ5MDNjNDY | [16 empty] | Removed sharp edges and corners | Easy to use | Highly durable | USB compatible | Light weight | Good linearity | It is a ROHS compliant components | [6 empty] | Brand Name |  | Type |  | Size |  | Color |  | Material |  | Dimensions |  | For Use With | For LOGIQ e Ultrasound | [114 empty] | Trackball Assembly | Ultrasound Trackball Assembly |  | https://services.gehealthcare.com/gehcstorefront/p/5457377-2 | https://www.probomedical.com/shop/ge-healthcare/ge-5457377-2-ultrasound-parts/ |  |  |  | Asha
HCPB11_217 | GE Healthcare | 5462233 |  | System Console Package | System Console Package For Proteus XR/a X-Ray |  | The System Console Package is used in Radiographic systems, which are used to for imaging method diagnosis using X-rays. The systems work on the principle where high velocity electrons, when interacted with patient’s body, their kinetic energy is converted into electromagnetic radiation (X-rays). A detector that is in line with the source of rays, detects them and measures their properties. The console is a software package that is used for the radiographic imaging system. It acts as the interface for the operator between RAD system and the system communication controller with each subsystem. The console package includes the console software with hand switch, a DOS certificate and a test certificate. Packaging is done after a vibration test is performed as well as a classical shock test and shipping drop test. | 90 Days | [6 empty] | https://my.services.gehealthcare.com/medias/5462233-P1.jpg?context=bWFzdGVyfGltYWdlc3wzNTEyMzl8aW1hZ2UvanBlZ3xhVzFoWjJWekwyZ3dNUzlvTW1Vdk9EZzNOemt3T1RVd09ERXlOaTVxY0djfGY4MDE5MDA4M2QzYWM4ZDMwZWRjNjU3NzhmNGIwYzQ5ZDY0ZGRiMzk0MTZlNGE0NmU3NjM4ZTRmNDI1YWM5MTU | https://my.services.gehealthcare.com/medias/5462233-P2.jpg?context=bWFzdGVyfGltYWdlc3wyNzA4NDB8aW1hZ2UvanBlZ3xhVzFoWjJWekwyZzFNUzlvTlRVdk9EZzNOemsxTWpreU5UY3lOaTVxY0djfDVjYmRkODhkZjczNmQ3ODc1NTdmOThjNzIzNTc3NGEwMWE4YjU5ZDc3OWExNTE4OTNlNmExMjliNWFiZDU0M2E | https://my.services.gehealthcare.com/medias/5462233-T1.jpg?context=bWFzdGVyfGltYWdlc3wzNjk1MzR8aW1hZ2UvanBlZ3xhVzFoWjJWekwyZzJOeTlvWlRZdk9EZzNOems1TlRreE56TTBNaTVxY0djfDczMjcyZjY0NTVjZjlkOWFiMzZlMTQ4ODY3MjA0NzcyYWM1MDdiNDU1YzZiYzVkMGU0ODhiMmE1N2E0Y2VjNmQ | [14 empty] | Static shielding packaging | Control panel withstands the extreme environmental conditions | ETL labeled product which is compliant to safety standards | Materials and adhesives are UL969 approved | [9 empty] | Brand Name |  | Type |  | Size |  | Color |  | Material |  | Dimensions |  | For Use With | For Proteus XR/a X-Ray | [114 empty] | System Console Package | Proteus System Console Package |  | https://my.services.gehealthcare.com/gehcstorefront/p/5462233 | https://directmedimaging.com/part/x-ray/ge/proteus-system-console-5462233/ |  |  |  | Asha
HCPB11_218 | GE Healthcare | 5479352 |  | Motor Reducer Assembly | Motor Reducer Assembly With Brake For Optima XR220 X-Ray | [9 empty] | https://services.gehealthcare.com/medias/5479352-P1.jpg?context=bWFzdGVyfGltYWdlc3w0MjM3MzF8aW1hZ2UvanBlZ3xhVzFoWjJWekwyaGhZaTlvWW1Jdk9EZzJPVFk0TVRrNE56WXhOQzVxY0djfGQ0YzU0MGFmODYyY2FmZjFlNDFjYzc3YjcwMmVlM2RjNzg4YjVmZWNhZjZjMDE0MWI4NTU1NDdmM2U0ZmViMmI | [16 empty] | 700W motor | Less noise | Minimal backlash | Commutating encoder | 20:1 Planetary gear reducer | RoHS compliant | [7 empty] | Brand Name |  | Type |  | Size |  | Color |  | Material |  | Dimensions |  | For Use With | For Optima XR220 X-Ray | With | With Brake | [112 empty] | Motor Reducer Assembly | X-Ray Motor Reducer Assembly |  | https://services.gehealthcare.com/gehcstorefront/p/5479352?keyword=Motor%20Reducer%20Assembly%20with%20Brake%205479352 | https://pmbiomedical.com/products/img_parts_motor-reducer-assembly-with-brake-5479352_27783 |  |  |  | Asha
HCPB11_219 | GE Healthcare | 5483188 |  | Handle Kit | Handle Kit For LOGIQ e Ultrasound | [9 empty] | https://cdn11.bigcommerce.com/s-o23pa314c0/images/stencil/1280x1280/products/2977/6786/Black_Handle__20433.1745595802.png?c=2?imbypass=on | [29 empty] | Brand Name |  | Type |  | Size |  | Color |  | Material |  | Dimensions |  | For Use With | For LOGIQ e Ultrasound | [114 empty] | Handle Kit | Ultrasound Handle Kit |  | https://services.gehealthcare.com/gehcstorefront/p/5483188 | https://jakenmedical.com/medical-replacement-parts/ge-handle-kit-for-logiq-e-5483188/?srsltid=AfmBOorSfHHLyVnpimMNcJt-tE2PbCQZqpfY3ii2vUTHV6_FWsP7N3Nl |  |  |  | Asha
HCPB11_22 | Carestream Health | SPAD0732 | RS1065 | Power LED | RS1065 White Power LED For Ralco X-ray Collimator | [39 empty] | Brand Name |  | Type | Power | Size |  | Color | White | Material |  | Dimensions |  | For Use With | For DRX Revolution, For Ralco X-ray Collimator | [114 empty] | LED | Power LED | White Power LED |  | https://integritymedicalservice.com/carestream-parts/carestream-revolution-parts/SPAD0732/ |  |  |  | Lakshmi_1
HCPB11_220 | GE Healthcare | 5488472 | 8L-RS | Collector Probe | 8L-RS 14cm 4 to 13MHz Collector Probe For Vivid S5 Ultrasound |  | The 8L-RS Collector Probe is used in the ultrasound machines, Magnetic Resonance (MR) machines and in a few other Digital Imaging (DI) machines. It is an assembly that consists of the probe, a probe care card and a document for certification of compliance. There are parts like the handle, cable, chemical sealant, primer, EMI tape, copper tape and few other accessories found in the probe assembly. This particular probe is a linear array transducer, used significantly for Musculoskeletal (MSK), vascular, small parts and thyroid applications. The ultrasound waves spread through the body, producing an echo where density changes occur. The echoes return to the transducer where they are converted back into electrical signals, thus resulting the quality of images. The probe generates mechanical high-frequency waves, transmits via digital memory to the computer, and forms as an image. It has the individual label with the product details, environment label for packaging and Quality Assurance (QA) seal. All these are arranged and placed in a carrying case with the shipment label. This 8L-RS type probe is a versatile product, widely used in machines like LOGIQ E / I, Vivid E / I / S5 / S6 and a few more medical diagnostic systems. | 1 Year | [6 empty] | https://services.gehealthcare.vn/medias/5488472-T1.jpg?context=bWFzdGVyfGltYWdlc3wyMzk4MDl8aW1hZ2UvanBlZ3xhVzFoWjJWekwyZzRNQzlvTm1Fdk9EZzFPRGd6TnpZeE5EWXlNaTVxY0djfGFjY2Q5NjU0ODcwNzlhODM0OTIyNjllMDEwOTVkODhiOGU0ZmIxYmM4MzA4YmNiNjY2Yjk1M2E0MTgxYzljZTU | https://services.gehealthcare.vn/medias/5488472-T2.jpg?context=bWFzdGVyfGltYWdlc3wyMjc2MTl8aW1hZ2UvanBlZ3xhVzFoWjJWekwyZ3dOQzlvWkRVdk9EZzFPRGcyT1RVMk16UXlNaTVxY0djfGIyMzE5ZTljMDU4N2U4N2M1OTk3ZDU0OTI4OWNjYTc0OTEyNmJhYzNiYzJkOWZlODc3NmFhYTMxYTAxN2YwODI | https://services.gehealthcare.vn/medias/5488472-ALT.jpg?context=bWFzdGVyfGltYWdlc3wyMjM3MjR8aW1hZ2UvanBlZ3xhVzFoWjJWekwyZ3dOeTlvTnpJdk9EZzFPRGc1T0RZMk1UUXdOaTVxY0djfDI5Njc3MDgzMTA3MjQ2NWE1NThlNDFiZjE0N2IyZjAzN2VhM2UyNjk4OGM5NWM2NmEwMjA0YWIxNjIwMzkzODQ | [14 empty] | The probe is disposable with a reusable bracket | It operates in multi-angle | High fidelity | Wide bandwidth | [9 empty] | Brand Name |  | Type |  | Size |  | Color |  | Material |  | Dimensions |  | For Use With | For Vivid S5 Ultrasound | Frequency Range | 4-13MHz | Scan Depth | 14cm | [110 empty] | Collector Probe | Ultrasound Collector Probe | Ultrasound Probe | https://services.gehealthcare.vn/gehcstorefront/p/5488472 | https://oemprobes.com/products/ge-8l-rs-probe-5460457-r-copy?srsltid=AfmBOopCrUOS4v-VcaYnHgB1jyIj5w4M9tENplLbN3m0zuu8rOUET4wD |  |  |  | Asha
HCPB11_221 | GE Healthcare | 5497858-51 |  | Main Board | R5 Lower Operator Panel Main Board For LOGIQ E9 Ultrasound |  |  | 6 Months | [6 empty] | https://services.gehealthcare.in/medias/5497858-51-P1.jpg?context=bWFzdGVyfGltYWdlc3w0MDg1NTl8aW1hZ2UvanBlZ3xhVzFoWjJWekwyZ3hNaTlvTVRjdk9Ea3hNRGcwTVRrek56azFNQzVxY0djfDkxMDkyM2FlNmE3M2M2ZjJjMmJkY2IwMWFmNzBmZTc1Y2NkYjdiMDAyZjRiZDM5MzgwYTNjYjc4Mzc1YzZkODM | https://services.gehealthcare.in/medias/5497858-51-P2.jpg?context=bWFzdGVyfGltYWdlc3wzOTM2NTN8aW1hZ2UvanBlZ3xhVzFoWjJWekwyZ3pNUzlvWlRFdk9Ea3hNRGczTmpNME5ETTFNQzVxY0djfDM0Nzg4YmFjNDY3YTEwZTFhMWE2YzE4NzI4MTExYWYxN2FmMTgzYWU3ZDU2NjZlMWY4ODY0OTdkMDIzNDk3ZTg | https://services.gehealthcare.in/medias/?context=bWFzdGVyfGltYWdlc3wzNDUxMjR8aW1hZ2UvanBlZ3xhVzFoWjJWekwyZzROeTlvTlRVdk9Ea3hNRGt4TURBNU5UTTVNQzVxY0djfDRjMzA0ZGExMDAwZWY3ZGEwMjZhMmIxZDI2ZTQwNjE3MjEzZmUxNDNmOTQ5NmU0NjMyMTQxNmMwNTE5ODVkMzU | [14 empty] | Strong impact resistance | High tensile strength | Easy to install and light weight | Requires less maintenance and shock absorbance | [9 empty] | Brand Name |  | Type | R5 Lower Operator Panel | Size |  | Color |  | Material |  | Dimensions |  | For Use With | For LOGIQ E9 Ultrasound | [114 empty] | Main Board | R5 Lower Operator Panel Main Board | Ultrasound Lower Operator Panel Main Board | https://services.gehealthcare.in/gehcstorefront/p/5497858-51 | https://www.probomedical.com/shop/ge/ge-5497858-51-ultrasound-parts/ |  |  |  | Asha
HCPB11_222 | GE Healthcare | 5499508 | 8C-RS | Probe | 8C-RS 4 to 11MHz 26 x 10mm/12 x 22mm Micro Convex Probe For Voluson S6 Ultrasound | [9 empty] | https://services.gehealthcare.com/medias/5499508.jpg?context=bWFzdGVyfHJvb3R8Nzk0Mjl8aW1hZ2UvanBlZ3xhR0l3TDJoaU1TODVOVE0xTWpNM09UZ3dNVGt3THpVME9UazFNRGd1YW5CbnxhMThkY2VlNmFmNjM1ZWU1ZmI4YzkxMzY2OTM5NWQzMjFjMGMxMTkxM2ZhZjFhMmI2MTk5YTY4ZGY3ODRmNmE1 | [16 empty] | Frequency range from 4-10 MHz | Micro Convex Array | Easily Portable | Good Penetration Depth | Reliable and durable | Accurate and sensitive | [7 empty] | Brand Name |  | Type | Micro Convex | Size |  | Color |  | Material |  | Dimensions |  | For Use With | For Voluson S6 Ultrasound | Frequency Range | 4-11MHz | Footprint | 26 x 10mm/12 x 22mm | [110 empty] | Probe | Micro Convex Probe |  | https://services.gehealthcare.com/gehcstorefront/p/5499508 | https://prs-healthcare.com/en/produit/ge-8c-rs-2/ |  |  |  | Asha
HCPB11_223 | GE Healthcare | 5499511 | 9L-RS | Probe | 9L-RS Linear 4.0 to 10.0MHz Probe For Voluson S6 Ultrasound |  | The 9L-RS Probe helps you achieve strong performance on every examination. This probe is specially designed and utilized to diagnose Peripheral vascular, vascular access and musculoskeletal applications. This transducer comes under linear array type transducer category which is used to measure the movement in a straight line by means of converting the displacement into an electrical signal which is proportional to the amount of displacement. The transducer is used to pick up the reflected waves from the organ location and send them to a computer. Then, this computer transforms this reflected wave into an image. Each and every part in the transducer assembly is manufactured using high precision techniques which helps to achieve a very good surface finish as well as good product consistency. This kind of probe has the power to acquire extraordinary images with transducer technology that helps maximize penetration without sacrificing resolution. The design has been made with patient and user comfort in mind, to help reduce stress without compromising diagnostic performance. The innovative technology provides deep penetration and excellent resolution without the need to change probes during the exam. It also provides outstanding image capability with ergonomic benefits. This 9L-RS Probe is compatible with LOGIQ E Series. | [7 empty] | https://services.gehealthcare.in/medias/5499511.jpg?context=bWFzdGVyfHJvb3R8ODkzNDZ8aW1hZ2UvanBlZ3xhREl3TDJoaE55ODVOVE0xTWpNM05qVXlOVEV3THpVME9UazFNVEV1YW5CbnxjYWExM2RjMTU5NzQ4NTBlZGQ1NTYzY2FlNDY4YTc4NmI1MjIyZGFhNzhlZDM2OGNkOTQxMTRkMzE1OWEwYmRk | [16 empty] | Availability with multi angle | Disposable with a reusable bracket | Biopsy guide available | Comfort scan design | [9 empty] | Brand Name |  | Type |  | Size |  | Color |  | Material |  | Dimensions |  | For Use With | For Voluson S6 Ultrasound | Type of Array | Linear | Bandwidth | 4.0-10.0MHz | [110 empty] | Probe | Linear Probe | Ultrasound Probe | https://services.gehealthcare.in/gehcstorefront/p/5499511 | https://www.probomedical.com/shop/ge/ge-9l-rs/ |  |  |  | Asha
HCPB11_224 | GE Healthcare | 5499608 | C1-5-RS | Probe | C1-5-RS 30cm 1 to 6 MHz Wideband Convex Array Probe For Voluson S6 Ultrasound |  | C1-5-RS Wideband Convex Array Ultrasound Probe is easy to use and can produce high-quality images with excellent detail resolution. It is durable and designed to withstand the rigors of daily use in a clinical setting, offering at the same time a wide field of view, making it well- suited for a variety of imaging needs. The probe can be used in a wide range of diagnostic imaging applications being primarily used for abdominal, obstetrical, and vascular imaging applications. The transducer is designed to ensure compatibility with a wide array of GE systems. | 1 Year | [6 empty] | https://services.gehealthcare.in/medias/5499608-P1.jpg?context=bWFzdGVyfGltYWdlc3wxOTgyOTd8aW1hZ2UvanBlZ3xhVzFoWjJWekwyaG1PQzlvTmpJdk9EZzNNRGN5TXpZNE1qTXpOQzVxY0djfGRhODVkODkwN2M0ZTA1YmNhZGVhNzU2MmI3NmFiNTk5NTdkZWMxNDYwNjk5MjM5ZGUxMGRkOTk2M2NlNmQyY2Q | https://services.gehealthcare.in/medias/5499608-P2.jpg?context=bWFzdGVyfGltYWdlc3wyMTY4NDl8aW1hZ2UvanBlZ3xhVzFoWjJWekwyaGhOUzlvWTJNdk9EZzNNRGMyTXpBd016a3pOQzVxY0djfGQzNjY4ZGZjYjliOTVjODcxNmM5OGE3YWM5YjU1YmFmZmZjZjAzYjczYTYzZDcyZGY5NmVmYWYzYWJiZjQ3NGM | https://services.gehealthcare.in/medias/5499608-T1.jpg?context=bWFzdGVyfGltYWdlc3wyMTYwNjR8aW1hZ2UvanBlZ3xhVzFoWjJWekwyZzNaQzlvTXpBdk9EZzNNRGd3TWpFeU9Ea3lOaTVxY0djfGU3MWE0MzFmNmFmZTYwYzk2MzY3MjI1NjE4Nzk0MzIxYTRmMTRhZDVkMjg2MzA3ZWViNjljMGRlMjU4YTJkMjQ | [27 empty] | Brand Name |  | Type | Wideband Convex Array | Size |  | Color |  | Material |  | Dimensions |  | For Use With | For Voluson S6 Ultrasound | Frequency Range | 1-6MHz | Number Of Elements | 192 | Aperture | 67mm | Scan Depth | 30cm | [106 empty] | Probe | Wideband Convex Array Probe | Ultrasound Probe | https://services.gehealthcare.in/gehcstorefront/p/5499608 | https://elzhen.com/products/b1323867-6183-4d73-b88c-c3bbf8ba10cc/c1-5-rs-5499608 |  |  |  | Asha
HCPB11_225 | GE Healthcare | 5499960 | 4C-SC | Collector Probe | 4C-SC 1.8 to 5MHz 65 x 16mm Convex Collector Probe For VENUE 40 Ultrasound |  | The 4C-SC probes are commonly used in the ultrasound systems. This probe is used to perform various applications like Fetal/OB, GYN, Urology, Abdominal, Pediatric, Thoracic (fluid, Pleural and motion detection), Abdomen (including bladder) and conventional musculoskeletal (including hip and spine), Non vascular (including Nerve Block), Interoperative and Tissue Biopsy. The transducer is used to pick up the reflected waves from the organ location and send them to a computer. Then, this computer transforms this reflected wave into an image. Each and every part in the transducer assembly is manufactured using high precision techniques which helps to achieve a very good surface finish as well as good product consistency. A lightweight transducer cable helps minimize strain for the user, facilitating transducer placement. The 4C-SC transducer is commonly used in machines like Vivid T8, LOGIQ e system, LOGIQ E9, Vivid iq, LOGIQ™ P9 and LOGIQ P7. | [7 empty] | https://services.gehealthcare.in/medias/5499960-P1.jpg?context=bWFzdGVyfGltYWdlc3wyNDA3Nzl8aW1hZ2UvanBlZ3xhVzFoWjJWekwyZ3haUzlvT1RBdk9Ea3hNRGcwTWpJek1qZzJNaTVxY0djfDVhZWUyM2Q1NDM4MWRjZWY4NDVjMjEyNDMwNjFiYmEwM2NkZDRiNDAyYjM0NTMzNDJkZWRlYjJkZTJiZmNiMGE | https://services.gehealthcare.in/medias/5499960-P2.jpg?context=bWFzdGVyfGltYWdlc3wyODkzMTR8aW1hZ2UvanBlZ3xhVzFoWjJWekwyaG1aQzlvWlRRdk9Ea3hNRGczTmpZek9USTJNaTVxY0djfDMxZTViYjQzMmMyNmIzZjk4OTJmM2U1NGU1NjIxNTI2ZTg4ZDZiMDZlYjMwODhiOTgzZWVhNzFmYTNmZjUyNzk | https://services.gehealthcare.in/medias/?context=bWFzdGVyfGltYWdlc3wzODE3MjN8aW1hZ2UvanBlZ3xhVzFoWjJWekwyZzFaQzlvWXpFdk9Ea3hNRGt4TURNeU5EYzJOaTVxY0djfDEwMTgyYTU2NWJlYzljODliMGNhMzY4MzE3NzY3ZGQ5Mzg1M2JiZTkzMDc4YmYwNGFlMjE3OWM2MmNkZTc4NTk | [14 empty] | High reliability | Good durability | Availability with multi angle | Biopsy guide available | [9 empty] | Brand Name |  | Type | Convex | Size |  | Color |  | Material |  | Dimensions |  | For Use With | For VENUE 40 Ultrasound | Bandwidth | 1.8-5MHz | Footprint | 65 x 16mm | [110 empty] | Collector Probe | Convex Collector Probe | Ultrasound Probe | https://services.gehealthcare.in/gehcstorefront/p/5499960 | https://theultrasoundsource.com/ge-4c-sc-convex-probe/ |  |  |  | Asha
HCPB11_226 | GE Healthcare | 5504000-2 |  | High Level Assembly | Drive Handle High Level Assembly For Mobile X-Ray | [9 empty] | https://store.dex.com/cdn/shop/files/drive-handle-hla-with-improvements-medical-ge-healthcare-699991.jpg?v=1715412421 | [29 empty] | Brand Name |  | Type | Drive Handle | Size |  | Color |  | Material |  | Dimensions |  | For Use With | For Mobile X-Ray | Comes With | With Improvements | [112 empty] | High Level Assembly | Drive Handle High Level Assembly | X-Ray Drive Handle High Level Assembly | https://services.gehealthcare.com/gehcstorefront/p/5504000-2 | https://store.dex.com/en-apac/products/drive-handle-hla-with-improvements?srsltid=AfmBOopc2w5NiFpQ8JrlxA12sPI0Sl8HOpowAZakS86kB586wjLJ-4VB |  |  |  | Asha
HCPB11_227 | GE Healthcare | 5577862 |  | Gantry Intercom Assembly | Gantry Intercom Assembly For Optima CT660 | [9 empty] | https://services.gehealthcare.in/medias/5577862.jpg?context=bWFzdGVyfGltYWdlc3w1MzgyN3xpbWFnZS9qcGVnfGFXMWhaMlZ6TDJnNVpTOW9aR1F2T0Rnek1EUXhPVE0zTURBeE5DNXFjR2N8OWI5NzM1ZThjY2YxY2I5YmEyMmRmMmYxNmI4NGM4ODRiODA3YmY3NWNmY2JjODBkMDg3ZGZjNmE2NzU5YmY1MQ | [29 empty] | Brand Name |  | Type |  | Size |  | Color |  | Material |  | Dimensions |  | For Use With | For Optima CT660 | [114 empty] | Gantry Intercom Assembly | CT Gantry Intercom Assembly |  | https://services.gehealthcare.in/gehcstorefront/p/5577862 |  |  |  |  | Asha
HCPB11_228 | GE Healthcare | 5589323 | BE9CS-RS | Probe | BE9CS-RS 4 to 10 MHz Micro Convex Probe For LOGIQ F8 Ultrasound |  |  | 1 Year | [6 empty] | https://services.gehealthcare.com/medias/5589323-P1.jpg?context=bWFzdGVyfGltYWdlc3wyNDEyOTR8aW1hZ2UvanBlZ3xhVzFoWjJWekwyZzBaaTlvWkRZdk9EZzJPVFk0TlRFd01EVTNOQzVxY0djfDZhYTRkNDU0NmJlYmE0YzEzZGU0MGM5MzRiNDdjZDk3YjY4MmQ0YmZhMmMwNTc5MDNkMmJhMjZkNzEzZjkwNzk | [29 empty] | Brand Name |  | Type | Micro Convex | Size |  | Color |  | Material |  | Dimensions |  | For Use With | For LOGIQ F8 Ultrasound | Frequency Range | 4-10MHz | Number Of Elements | 192 | Aperture | 19mm | [108 empty] | Probe | Micro Convex Probe |  | https://services.gehealthcare.com/gehcstorefront/p/5589323 | https://elzhen.com/products/13ea4348-708e-4d9b-a7c7-4a946b59b822/be9cs-rs-5589323 |  |  |  | Asha
HCPB11_229 | GE Healthcare | 5661563 |  | Battery Pack | New Long Life FRU Battery Pack For 1KVA Eaton 9130 UPS | [39 empty] | Brand Name |  | Type | New Long Life FRU | Size |  | Color |  | Material |  | Dimensions |  | For Use With | For 1KVA Eaton 9130 UPS | [114 empty] | Battery Pack | UPS Battery Pack |  | https://services.gehealthcare.in/gehcstorefront/p/5661563?catalogCode=01 |  |  |  |  | Asha
HCPB11_23 | Carestream Health | S3110-1000 | RXDN-USB2M | Image Grabber Set | RXDN-USB2M Image Grabber Set |  |  |  |  | Quantum | [34 empty] | Brand Name |  | Type |  | Size |  | Color |  | Material |  | Dimensions |  | For Use With | [115 empty] | Image Grabber Set |  |  |  | https://integritymedicalservice.com/carestream-parts/quantum-parts/S3110-1000/ |  |  |  | Lakshmi_1
HCPB11_230 | GE Healthcare | 5722794-2 |  | E-DPI Assembly | E-DPI Assembly For Voluson S10 Ultrasound |  |  | 6 Months | [23 empty] | Non-flammable | Does not contain Cadmium (Cd) more than 0.01% by weight, Lead (Pb), Mercury (Hg), Poly Brominated Biphenyl (PBB), Poly Brominated Diphenyl Ethers (PBDE), Bis(2-ethylhexyl) phthalate (DEHP), Butyl Benzyl Phthalate (BBP), Di Butyl Phthalate (DBP) and Di Iso Butyl Phthalate (DIBP) more than 0.1% by weight | Anti-static field packaging for ESD sensitive materials | Durable and reliable | [9 empty] | Brand Name |  | Type |  | Size |  | Color |  | Material |  | Dimensions |  | For Use With | For Voluson S10 Ultrasound | [114 empty] | E-DPI Assembly | Ultrasound E-DPI Assembly |  | https://services.gehealthcare.in/gehcstorefront/p/5722794-2 | https://www.probomedical.com/shop/ge-healthcare/ge-5722794-2-ultrasound-parts/ |  |  |  | Asha
HCPB11_231 | GE Healthcare | 5728248-04 |  | Maintenance Kit | F18 Nb27 Target Maintenance Kit For PETtrace 800 | [9 empty] | https://services.gehealthcare.eu.com/medias/5728248-04.jpg?context=bWFzdGVyfGltYWdlc3w0OTIwNjl8aW1hZ2UvanBlZ3xhVzFoWjJWekwyZzROaTlvTW1Fdk9EazRNekF6TmpJNU56STBOaTVxY0djfDM3MmU3NTAzMzY1NjNmZWM1MTU2ODlkODYxNzA5NjczMDc2MTg4NTRmZDFmMjFiNzRhZWY3ZDg0MmM4NTU2MDI | [29 empty] | Brand Name |  | Type | F18 Nb27 Target | Size |  | Color |  | Material |  | Dimensions |  | For Use With | For PETtrace 800 | [114 empty] | Maintenance Kit | F18 Nb27 Target Maintenance Kit |  | https://services.gehealthcare.eu.com/gehcstorefront/p/5728248-04?lang=en_IL&clear=true&site=healthcareSite_EUROPE |  |  |  |  | Asha
HCPB11_232 | GE Healthcare | 5729432 | 9T | Tee Probe | 9T Tee Probe For Vivid E9, Vivid 7 ECHOPAC Ultrasound | [9 empty] | https://theultrasoundsource.com/wp-content/uploads/2021/07/ge-9t-tee-probe-for-sale.jpg | [29 empty] | Brand Name |  | Type |  | Size |  | Color |  | Material |  | Dimensions |  | For Use With | For Vivid E9, Vivid 7 ECHOPAC Ultrasound | Bandwidth | 3-10 MHz Vivid E9, 3.1-10 MHz Vivid 7 Pro, 4-10 MHz Vivid 7 | Footprint | Tip 10.9 x 8.4mm, Length 35.2mm Vivid E9 | [110 empty] | Tee Probe | Ultrasound Tee Probe |  | https://services.gehealthcare.com/gehcstorefront/p/5729432 | https://theultrasoundsource.com/ge-9t-tee-probe/ |  |  |  | Asha
HCPB11_233 | GE Healthcare | 5729435 | P2D-RS | Probe | P2D-RS 16mm 2.0 MHz Pencil Doppler Transducer Probe For Vivid I Ultrasound |  | The P2D-RS Probe helps you achieve strong performance on every examination. This probe is specially designed and utilized to diagnose for Cardiac applications. The transducer is used to pick up the reflected waves from the organ location and send them to a computer. Then, this computer transforms this reflected wave into an image. Each and every part in the transducer assembly is manufactured using high precision techniques which helps to achieve a very good surface finish as well as good product consistency. This kind of probe has the power to acquire extraordinary images with transducer technology that helps maximize penetration without sacrificing resolution. The design has been made with patient and user comfort in mind, to help reduce stress without compromising diagnostic performance. The innovative technology provides deep penetration and excellent resolution without the need to change probes during the exam. It also provides outstanding image capability with ergonomic benefits. This P2D-RS Probe is compatible with Vivid i, Vivid q series ultrasound systems. | [7 empty] | https://kh.services.gehealthcare.com/medias/5729435-P1.jpg?context=bWFzdGVyfGltYWdlc3wzMDYyOTB8aW1hZ2UvanBlZ3xhVzFoWjJWekwyaGtaUzlvWkdNdk9Ea3hNRGcwTlRNM09EVTVNQzVxY0djfDhiYzg0YWY1ZDEyNjM3M2M0ZWZiOGI3MmI5OGExZTk1MDA1ZGRmOTE2YmY2OTY3ZjViNjQ5MjJhZGVkNzQzZDg | https://kh.services.gehealthcare.com/medias/5729435-P2.jpg?context=bWFzdGVyfGltYWdlc3wzNjA0NjZ8aW1hZ2UvanBlZ3xhVzFoWjJWekwyZzVNaTlvWkRRdk9Ea3hNRGczT1RjNE5EazVNQzVxY0djfDdkMzE5MDEyNWZlOTg5OTJjNjgyODkzMmQ3ZmEzMmE0NWU0NjQ4MDJhZDRjNmExZTg4ODMzN2RkNWI3YzNmY2Q | https://kh.services.gehealthcare.com/medias/?context=bWFzdGVyfGltYWdlc3wzNzM5NzR8aW1hZ2UvanBlZ3xhVzFoWjJWekwyZzVNUzlvTW1Fdk9Ea3hNRGt4TXpNek9UUXlNaTVxY0djfDIzNzY1MmExNTRmYzdkNGRlMTgwY2EyOWY5Y2RmODk2YmYyNDUwMmNjNzU1NDM2ZDg2NDM5Y2JiMjEzNTRhNjA | [14 empty] | Comfort scan design | Ease of use | Ergonomic benefits | Patient and user comfort | [9 empty] | Brand Name |  | Type | Pencil Doppler Transducer | Size |  | Color |  | Material |  | Dimensions |  | For Use With | For Vivid I Ultrasound | Footprint | 16mm | Bandwidth | 2.0 MHz | [110 empty] | Pencil Doppler Transducer Probe | Ultrasound Pencil Doppler Transducer Probe |  | https://kh.services.gehealthcare.com/gehcstorefront/p/5729435 | https://aedprofessionals.com/products/ge-p2d-rs-pencil-doppler-transducer-p2d-rs?srsltid=AfmBOorrF2rzWZRlfonuPQvkwj-fEqnCKqhsBiCLpE8wS6tWcQ6GJn01 |  |  |  | Asha
HCPB11_234 | GE Healthcare | 5755937-2 |  | Main Power Supply | 100 to 240V Eagle Universal AC Input C14 Main Power Supply For LOGIQ E10 Ultrasound | [9 empty] | https://store.dex.com/cdn/shop/files/ge-healthcare-main-power-supply-universal-ac-input-part-5755937-2-power-supply-dex-medical-ge-healthcare-118616.jpg?v=1714674923 | [29 empty] | Brand Name |  | Type | Universal AC Input C14 | Size |  | Color |  | Material |  | Dimensions |  | For Use With | For LOGIQ E10 Ultrasound | Voltage | 100-240V | [112 empty] | Main Power Supply | Universal AC Input C14 Main Power Supply | Ultrasound Universal AC Input C14 Main Power Supply | https://services.gehealthcare.vn/gehcstorefront/p/5755937-2 | https://store.dex.com/en-apac/products/ge-healthcare-main-power-supply-universal-ac-input-part-5755937-2-power-supply-dex?srsltid=AfmBOoqvPgQsqBuTfhRJ4zS2jQ3s294mUCS1vxJhJb60fBqDIZoZ6BRV |  |  |  | Asha
HCPB11_235 | GE Healthcare | 5761422 |  | Adapter Cable | HDMI Male To HDMI Female Adaptor Cable For Voluson P6 Ultrasound | [9 empty] | https://channelpartners.gehealthcare.com/medias/5761422-P1.jpg?context=bWFzdGVyfGltYWdlc3wxMzAwOTV8aW1hZ2UvanBlZ3xhVzFoWjJWekwyZzFNQzlvWkdNdk9EZzJPVFk0TnpReU56RXdNaTVxY0djfGFhMjE5YTE1NTI5ZTBlYzIxYTg1ODRiNmMzYTlkOGIwOGY2ZjQ1Y2I0ODcyYTNiMTAxY2FkZmMwYmY4OWZhNmM | https://channelpartners.gehealthcare.com/medias/5761422-P2.jpg?context=bWFzdGVyfGltYWdlc3wxMzUxMzJ8aW1hZ2UvanBlZ3xhVzFoWjJWekwyaG1PUzlvTXpFdk9EZzJPVGMzTURreE9UazJOaTVxY0djfGRjZjY0MGQ2YjQ2YzMyZTUyNWM2YjI3ZGU0MzgzYzcwMzExMjJiZjU2ZmE1YmU1Y2M2NWQxOGZmNzA4NGMyNDc | https://channelpartners.gehealthcare.com/medias/5761422-T1.jpg?context=bWFzdGVyfGltYWdlc3wxMjc2Njl8aW1hZ2UvanBlZ3xhVzFoWjJWekwyaGtNQzlvT1RBdk9EZzJPVGcxTXpjMU56UTNNQzVxY0djfDQ4ZjI5NTllNTVjOTFhOGU4MmQxZWJjNzIwYzA3YWIwNDRkMzM2YzQ5ZDhiMWU4YWU4MGRkMzBkYjkxMzAyMGE | [27 empty] | Brand Name |  | Type | HDMI Male To HDMI Female | Size |  | Color |  | Material |  | Dimensions |  | For Use With | For Voluson P6 Ultrasound | [114 empty] | Adaptor Cable | HDMI Male to HDMI Female Adaptor Cable | Ultrasound Adaptor Cable | https://services.gehealthcare.com/gehcstorefront/p/5761422 | https://channelpartners.gehealthcare.com/gehcstorefront/en-lm/shop/p/5761422?lang=en_LM&clear=true&site=healthcareSite_CALA |  |  |  | Asha
HCPB11_236 | GE Healthcare | 5761534 |  | Front Panel Cover | Collimator FRU Front Panel Cover For Optima XR220 X-Ray |  | The Collimator Front Panel Cover FRU is used in the X-ray application. It is mounted either on the tube or tube head with 4 screws or bolts. Make sure that the strips holding the collimator are aligned and fixed properly by fully tightening of bolts and checking the presence of the spring washer. This cover protects the collimator, which is a device that produces a light beam, which sets the light in different direction. It consists of button cable, Philips pan head screw, flat washers, spring lock washer with flat ends, lock switch cable and Philips flat head screws. | [7 empty] | https://services.gehealthcare.vn/medias/5761534-T1.jpg?context=bWFzdGVyfGltYWdlc3wzNjM2NjV8aW1hZ2UvanBlZ3xhVzFoWjJWekwyZ3lPQzlvWmprdk9EZzFPRGd6TlRVNE16QXdOaTVxY0djfGM4ZjU5ZDc1YjcxZTlkMzUzNGZhODM3MDU4YTE3NjdlMGRlYmIyOTJkOTZlMzNiYjM0ZjI2MjZiMmFkYTgxNzg | https://services.gehealthcare.vn/medias/5761534-T2.jpg?context=bWFzdGVyfGltYWdlc3w0NTY0OTd8aW1hZ2UvanBlZ3xhVzFoWjJWekwyZzJNQzlvWTJRdk9EZzFPRGcyTnpRd01EY3pOQzVxY0djfGQ3ODgxZjMxZDk4NzFhM2EzZDBlNDcwNDlhYWIzZTk1NTYyMzEyYWM3OTdhMjNjM2FiN2NkOTQzNWIyYzhmMTU | https://services.gehealthcare.vn/medias/5761534-ALT.jpg?context=bWFzdGVyfGltYWdlc3wzMzkyMzF8aW1hZ2UvanBlZ3xhVzFoWjJWekwyaGhNaTlvWW1Zdk9EZzFPRGc1TnpBMU5UYzNOQzVxY0djfGJiYWM3N2FhODY3Y2YxZDQxNWUxNTdhZTZhMjljNDkxMzlkMjkzMTVkOTBlODVhODdkMjE5ZjUyYmQwM2M2MzI | [14 empty] | Good machinability | High impact strength | Formability | Good mechanical properties | [9 empty] | Brand Name |  | Type | Collimator FRU | Size |  | Color |  | Material |  | Dimensions |  | For Use With | For Optima XR220 X-Ray | [114 empty] | Front Panel Cover | Collimator FRU Front Panel Cover |  | https://services.gehealthcare.vn/gehcstorefront/p/5761534 |  |  |  |  | Asha
HCPB11_237 | GE Healthcare | 5769330 |  | Link Rod Kit | Link Rod Kit For Magnetic Resonance Imaging | [39 empty] | Brand Name |  | Type |  | Size |  | Color |  | Material |  | Dimensions |  | For Use With | For Magnetic Resonance Imaging | [114 empty] | Link Rod Kit | MRI Link Rod Kit |  | https://services.gehealthcare.com/gehcstorefront/p/5769330?utm_source=IB&utm_medium=carousel&utm_term=prodrec&utm_content=CU-ALL&utm_campaign=IB-Monetization&refcode=5769330&utm_source=IB&utm_medium=carousel&utm_term=prodrec&utm_content=CU-ALL&utm_campaign=IB-Monetizationrefcode=5769330 | https://scandinavian-medical.com/parts/5769330-ge-link-rod-kit/ |  |  |  | Asha
HCPB11_238 | GE Healthcare | 5776030-S-R |  | Service Kit | Aurora Operating Panel Lower Service Kit | [39 empty] | Brand Name |  | Type | Aurora Operating Panel Lower | Size |  | Color |  | Material |  | Dimensions |  | For Use With | [115 empty] | Service Kit | Aurora Operating Panel Lower Service Kit |  | https://shop.gehealthcare.ca/gehcstorefront/p/5776030-S-R |  |  |  |  | Asha
HCPB11_239 | GE Healthcare | 5796126 |  | Nebulizer | SRVC Chamber Valve Nebulizer For Ultrasound Trophon EPR |  | SRVC Chamber Valve Neb : controls the flow of air and mist inside the Trophon EPR, located at the top of the nebulizer assembly. | [37 empty] | Brand Name |  | Type | SRVC Chamber Valve | Size |  | Color |  | Material |  | Dimensions |  | For Use With | For Ultrasound Trophon EPR | [114 empty] | SRVC Chamber Valve Nebulizer | Trophon EPR SRVC Chamber Valve Nebulizer |  | https://kh.services.gehealthcare.com/gehcstorefront/p/5796126 |  |  |  |  | Asha
HCPB11_24 | Carestream Health | SP000614 |  | Screen Transport Controller | Screen Transport Controller For Vita Flex CR System | [39 empty] | Brand Name |  | Type |  | Size |  | Color |  | Material |  | Dimensions |  | For Use With | For Vita Flex CR System | [114 empty] | Screen Transport Controller | CR System Screen Transport Controller |  |  | https://www.volza.com/p/vita-flex/import/ |  |  |  | Lakshmi_1
HCPB11_240 | GE Healthcare | 5830000 |  | Console Workstation | Global Digital X-Ray Console Workstation For Precision 500D | [9 empty] | https://services.gehealthcare.com/medias/5830000-T1.jpg?context=bWFzdGVyfGltYWdlc3w4NjMwM3xpbWFnZS9qcGVnfGFXMWhaMlZ6TDJnNFl5OW9Zak12T0RneU1EYzFPRFV4TVRZME5pNXFjR2N8YWMyNTdjMGE2YjY3ZDhiMThmMzU2MWJlZDUwMGM3NGE4MjRhZTNlNjdiMmIzYWQ2MGM2OGE3NDg2MzUxYTc0Yw | [29 empty] | Brand Name |  | Type | Global Digital X-Ray | Size |  | Color |  | Material |  | Dimensions |  | For Use With | For Precision 500D | [114 empty] | Console Workstation | Global Digital X-Ray Console Workstation |  | https://services.gehealthcare.com/gehcstorefront/p/5830000 | https://www.medicaloutfittersparts.com/shop/5830000-ge-x-ray-optima-global-digital-console-workstation-pn-5830000-26155 |  |  |  | Asha
HCPB11_241 | GE Healthcare | 5863286 | 3Sc-RS | Probe | 3Sc-RS Sector 1.3 to 4.0MHz Wideband Phased Array Probe For LOGIQ P9 Ultrasound |  | The 3Sc-RS is a Wideband Phased Array Ultrasound Probe specially designed for a broad spectrum of applications including Cardiac, Pediatric, Cardiology, Coronary, Fetal Heart, Adult Cephalic, Abdominal, and Renal diagnostics. Compatible with an extensive range of GE HealthCare ultrasound systems, this high-quality transducer is tailored to meet the diverse needs of healthcare professionals, ensuring precise and reliable imaging in various clinical scenarios. Datasheets for specific ultrasound systems contain additional details including specific applications, biopsy availability, and additional probe technical specifications. | [7 empty] | https://my.services.gehealthcare.com/medias/3Sc.jpg?context=bWFzdGVyfGltYWdlc3wxMzYwNDh8aW1hZ2UvanBlZ3xhR0V3TDJobVlpODVNekF3TWpJek1qWXlOelV3THpOVFl5NXFjR2N8NTkwZGRhYzhlZDRlYTk5N2Y2ZWFlNTNhYzRlNjVjMGU0MjcxNDU2NzgyN2Y2MTY5YmJjZDgwYjc0ZWQxMDc0Yw | [29 empty] | Brand Name |  | Type | Wideband Phased Array | Size |  | Color |  | Material |  | Dimensions |  | For Use With | For LOGIQ P9 Ultrasound | [114 empty] | Wideband Phased Array Probe | Ultrasound Wideband Phased Array Probe |  | https://my.services.gehealthcare.com/gehcstorefront/p/5863286 | https://www.probomedical.com/shop/ge-healthcare/ge-3sc-rs/ |  |  |  | Asha
HCPB11_242 | GE Healthcare | 5926611 |  | Top Cover Assembly | Top Cover Assembly For Optima X-Ray | [39 empty] | Brand Name |  | Type |  | Size |  | Color |  | Material |  | Dimensions |  | For Use With | For Optima X-Ray | [114 empty] | Top Cover Assembly | X-Ray Top Cover Assembly |  | https://services.gehealthcare.vn/gehcstorefront/p/5926611 |  |  |  |  | Asha
HCPB11_243 | GE Healthcare | 6020703 |  | Software 1 And 2 Board | Operator Panel Lower Software 1 And 2 Board For LOGIQ S8 Ultrasound With Elastomer |  | The Operator Panel Lower, Software 1 and 2 Board with Elastomers is kit used with the Pyxis ultrasound system. The kit consists of two PWB (Printed Wiring Board) switch boards, two rubber sheets, FFC (Flexible Flat Cable) and cable harness, which is positioned beneath the lower operator panel. The assembly is RoHS compliant and the Pyxis ultrasound unit complies with UL60601-1. During the assembly installation, a PCB covered copper sheets consisting of conductive traces is used along with a non-conductive substrate. Translucent white silicone elastomer containing conductive pucks provides tactile feedback. They are provided with rubber keypad backlighting with chemically resistant coating. It is used in LOGIQ S8 as well, which is also a medical diagnostic ultrasound imaging device. The rubber sheet provides heat resistance, flame retardancy, chemical stability, cold resistance and good weathering ability. They are available in many colors, shapes and sizes. It is sealed environmentally with a laser impression. Elastomers or rubber sheets provides a long operational life. This kit is a spare part or a Field Replacement Unit (FRU) for the Pyxis OPIO3 system, which means that the unit can be replaced if any failure occurs. | [7 empty] | https://services.gehealthcare.in/medias/6020703-Operator-Lower-Software-1-and-2-Board-with-Elastomers.jpg?context=bWFzdGVyfHJvb3R8NTkxMTB8aW1hZ2UvanBlZ3xhRGRtTDJoak15ODVNak00TnpNME56WTJNVEV3THpZd01qQTNNRE1nVDNCbGNtRjBiM0lnVEc5M1pYSWdVMjltZEhkaGNtVWdNU0JoYm1RZ01pQkNiMkZ5WkNCM2FYUm9JRVZzWVhOMGIyMWxjbk11YW5Cbnw3Y2JmZThlYmRmMjMzMjVjOTU5ZWYwOTE3NzU2MWQ5Nzg1M2M5Nzc4NTFiZDk0NmVjZWM4NTRjYTJhZjlmYWYy | https://services.gehealthcare.in/medias/6020703-T2.jpg?context=bWFzdGVyfGltYWdlc3w1MzI2NzV8aW1hZ2UvanBlZ3xhVzFoWjJWekwyZzJNUzlvTnpjdk9EZzFPRGcyTnpFd05UZ3lNaTVxY0djfDE3ZjBhMmU3MzUxNjQ4MjlhOTM0ZDBkMGFlMDVmODI4YWJjNThlZGE3ZWQ4NDZmMmU0YTkyOGUyMzBhYTcwNjU | https://services.gehealthcare.in/medias/6020703-ALT.jpg?context=bWFzdGVyfGltYWdlc3w0OTUwNjZ8aW1hZ2UvanBlZ3xhVzFoWjJWekwyZ3pPQzlvTVdNdk9EZzFPRGc1TmpnMU9URTJOaTVxY0djfDNiMmIzZmM0MDYxMDUyNGZiNzg5Yjg2NDc0ZDFkM2M3OWNlYmIzNDViMzI4Zjk0Y2E3ZWExYjZkNjI4NGU1Mjg | [14 empty] | Field Replacement Unit (FRU) - can be fixed and removed easily | Structural stability | High dielectric strength | Rigid and flexible | [9 empty] | Brand Name |  | Type | Operator Panel Lower | Size |  | Color |  | Material |  | Dimensions |  | For Use With | For LOGIQ S8 Ultrasound | Comes With | With Elastomer | [112 empty] | Software 1 and 2 Board | Operator Panel Lower Software 1 and 2 Board |  | https://services.gehealthcare.in/gehcstorefront/p/6020703 |  |  |  |  | Asha
HCPB11_244 | GE Healthcare | 6128455-5 |  | LCD Monitor | 19in High Brightness LCD Monitor Without Stand | [9 empty] | https://services.gehealthcare.com/medias/6128455-5-T1.jpg?context=bWFzdGVyfGltYWdlc3wxNTM1MTV8aW1hZ2UvanBlZ3xhVzFoWjJWekwyZzRPQzlvTldRdk9EZzFNemN6T0RJMU9EUTJNaTVxY0djfGMzNDdjNjEzMjNjMWRmNTE4NjRlNmE2Yzk1ZTIyZWRhNzYwNWFiNzdmYWM0OWZjODJjNzQyZmFkMTA3MjBjOTU | [16 empty] | Assembly does not contain dust, dirt, assembly debris and LCD is free of finger prints | Does not contain any sharp corners or edges | Optimized Brightness with Auto EcoView | Three Inputs Including DisplayPort | Optional LCD Panel Protector | IPS Panel with Wide Viewing Angles | The monitor shall be certified to EN/IEC 60601-1:2005 and its collateral | The monitor shall be certified to IEC 60601-1:1988 and subsequent amendment | ROHS compliant |  |  |  |  | Brand Name |  | Type | High Brightness | Size | 19in | Color |  | Material |  | Dimensions |  | For Use With |  | Comes With | Without Stand | [112 empty] | LCD Monitor | High Brightness LCD Monitor |  | https://services.gehealthcare.com/gehcstorefront/p/6128455-5 |  |  |  |  | Asha
HCPB11_245 | GE Healthcare | 6324556-2 |  | System on Module | Intel Core i5 Processor System on Module For Voluson S6 Ultrasound With 8G Memory |  |  | 30 Days | [6 empty] | https://images.dotmed.com/cgi-bin/size.pl?i=2421149.jpg&s=640&t=2 | [29 empty] | Brand Name |  | Type | Intel Core i5 Processor | Size |  | Color |  | Material |  | Dimensions |  | For Use With | For Voluson S6 Ultrasound | Comes With | With 8G Memory | [112 empty] | System on Module | Intel Core i5 Processor System on Module |  | https://services.gehealthcare.in/gehcstorefront/p/6324556-2 | https://www.dotmed.com/listing/ultrasound-ob-gyn/ge/voluson-s6-s8/6324556-2/2421149 |  |  |  | Asha
HCPB11_246 | GE Healthcare/DELL | 8770011-21 | T5810 | Workstation | T5810 12.7mm 64GB DVD-RW SATA Workstation For 3.0T Discovery MR750 | [9 empty] | https://www.blockimaging.com/hubfs/Parts/69353_8770011-21%20(5).jpg | https://www.blockimaging.com/hubfs/Parts/69353_8770011-21%20(2).jpg | https://www.blockimaging.com/hubfs/Parts/69353_8770011-21%20(3).jpg | https://www.blockimaging.com/hubfs/Parts/69353_8770011-21%20(4).jpg | [13 empty] | Good drive speed | 12.7mm Height Internal | Max 8x DVD±R Write Speed | Max 24X CD Write Speed | [9 empty] | Brand Name |  | Type | DVD-RW SATA | Size | 64GB | Color |  | Material |  | Dimensions |  | For Use With | For 3.0T Discovery MR750 | Internal Height | 12.7mm | [112 empty] | Workstation | DVD-RW SATA Workstation |  | https://services.gehealthcare.in/gehcstorefront/p/8770011-21 | https://www.blockimaging.com/parts/8770011-21-ge-mri-dell-t5810-workstation |  |  |  | Asha
HCPB11_247 | GE Healthcare | D2642P |  | Reload Unit | Reload Unit For HRT 09 Tube |  | The HRT 09 Reload Unit is used in tubes and other medical equipments as applicable. It is a kit consisting of tube unit, X-ray tube field strapping kit, maxiray, screws, labels, cath plug and washers. They are packed in a box by bolting the tube to plywood sheets. Two fillers are installed between the plywood and inner to secure the tube from damage. Also, two plastic straps are provided for protection. The tube modelâs value will be provided on the rating plate. They are strong and stiff. The GE product is an Innovation and technology which fits well into versatile customer needs. It is manufactured using high precision techniques which helps to achieve a good surface finish as well as good product consistency. These parts are diligently designed for high Performance and reliability. It is securely packaged inside a High-quality packing box to avoid physical damage during transit and labeled with details about the product, Quality Assurance (QA) seal and shipment details. | [7 empty] | https://services.gehealthcare.com/medias/D2642P-P1.jpg?context=bWFzdGVyfGltYWdlc3w5MjYzMXxpbWFnZS9qcGVnfGFXMWhaMlZ6TDJobVppOW9OV0V2T0RneU1UTXhNamcwTnprd01pNXFjR2N8ZjUxMTc5Y2M4ZGUzYjlhZWJkNDk1ZjE3NDRkMTc0ODNkYTM5NzhkMTc1OTNiYjU0OWRjNzY1OWZkYjViYTliZQ | [16 empty] | Has good dimensional stability | Enhanced durability and reliability | Ductility | Thermal conductivity and corrosion resistant | [9 empty] | Brand Name |  | Type |  | Size |  | Color |  | Material |  | Dimensions |  | For Use With | For HRT 09 Tube | Includes | Tube Unit, X-Ray Tube Field Strapping Kit, Maxiray, Screws, Labels, Cath Plug And Washers | [112 empty] | Reload Unit | HRT 09 Tube Reload Unit |  | https://services.gehealthcare.com/gehcstorefront/p/D2642P |  |  |  |  | Asha
HCPB11_248 | GE Healthcare | DF126010BM |  | Fan | 60 x 60 x 10mm 19.86CFM 12V Medium Speed Dual Ball Bearing Fan |  | The Dynatron DF126010BM-3G is a medium speed 60mm Dual Ball Bearing Fan. Designed to use as a case fan, this fan operates on 12V DC and uses a standard 3-pin power connector (with tacho signal lead). Its dual ball-bearing design ensures durability and long-life. | [7 empty] | https://www.coolerguys.com/cdn/shop/products/dynatron-60x10mm-med-speed-dual-ball-bearing-fan-with-3-wire-3-pin-connector-df126010bm-2_800x.jpeg?v=1744757209 | https://www.coolerguys.com/cdn/shop/products/dynatron-60x10mm-med-speed-dual-ball-bearing-fan-with-3-wire-3-pin-connector-df126010bm-15_800x.jpeg?v=1744757209 | https://www.coolerguys.com/cdn/shop/products/dynatron-60x10mm-med-speed-dual-ball-bearing-fan-with-3-wire-3-pin-connector-df126010bm-16_800x.jpeg?v=1744757209 | [27 empty] | Brand Name |  | Type | Medium Speed | Size |  | Color |  | Material |  | Dimensions | 60 x 60 x 10mm | For Use With |  | Bearing Type | Dual Ball Bearing | Fan Speed | 4500 +/-10%RPM | Noise Level | 32.84DBA | Voltage | 12V | Max Airflow | 19.86CFM | Connector | 3 Pin 8in Tail | [102 empty] | Bearing Fan | Dual Ball Bearing Fan |  |  | https://www.coolerguys.com/en-in/products/dynatron-60mm-df126010bm?srsltid=AfmBOooC8NfSxNitOpF_bAhJeRNL4RZ4UX05WhDxrZ5AiDKJ1_UWxmAp | https://mitxpc.com/products/df126010bm-3g | https://vetco.net/products/vupn7924_60x60x10mm_12vdc_fan_df126010bm?srsltid=AfmBOoqB279amifmX6quOP5Y6m9--7fJ32Mxbr_GcBGg81j8omuWwMkI | https://www.ebay.com/itm/256744555100 | Asha
HCPB11_249 | GE Healthcare | E11181EA |  | Lower Body Shield | Kenex® 92 W x 70cm H Double Pivot Lower Body Shield With 57cm Lift-Off Top Shield One Single Curtain 3 Overlapping Sections |  | The Kenex® Lower Body Shields help substantially reduce exposure to scatter radiation emanating from the Interventional table or patient’s body. |  |  |  | 21.4lb | 92cm | 70cm |  | https://services.gehealthcare.com/medias/E11181EA.jpg?context=bWFzdGVyfGltYWdlc3w3MDYzNnxpbWFnZS9qcGVnfGFXMWhaMlZ6TDJnMU15OW9OR1V2T0Rnek9UVTJNRFF5T1RVNU9DNXFjR2N8ZGQ0MjUxN2NhM2QyYTAyNWViYjc2NjJkM2EyOWM2N2Q1ZWE0NmVhODIxZTc4NDFlMmFmMzJiNTkwYmQ1YWYwMg | [16 empty] | 28 cm wide attachment bracket slides onto a 25 or 29 mm high tableside accessory rail (max. 11 mm thick) | Dimensions – 36.2 in (W) x 27.6 in (H) | Weight – 21.4 lb | Double pivot | The pivotal arm and middle link can swivel outwards from the table side to form a 46 cm or 63 cm wing, or inwards to conform to the shape of the table | [8 empty] | Brand Name | Kenex® | Type | Double Pivot | Size |  | Color |  | Material |  | Dimensions |  | For Use With |  | Comes With | With 57cm Lift-Off Top Shield, One Single Curtain, 3 Overlapping Sections | [112 empty] | Lower Body Shield | Double Pivot Lower Body Shield |  | https://services.gehealthcare.com/gehcstorefront/p/E11181EA |  |  |  |  | Asha
HCPB11_25 | Carestream Health | SP1033851 | DRYVIEW 5950 | Laser Imager | DRYVIEW 5950 220V Laser Imager For Diagnostic Printer |  | The DRYVIEW 5950 Laser Imaging System offers perfect integration of high diagnostic image performance and low costs. You get the proven advantages of DRYVIEW laser imaging technology, tabletop printing convenience and built-in mammography capabilities. |  |  |  | 175lb | 24.6in | 26.2in | 25.5in | https://www.carestream.com/en/us/-/media/publicsitev2/project/content-type/product-images/printing/dryview-5950-laser-imager/gallery-printing-systems-5950-1.jpg?sc_lang=en-us | https://www.carestream.com/en/us/-/media/publicsitev2/project/content-type/product-images/printing/dryview-5950-laser-imager/gallery-printing-systems-5950-2.jpg?sc_lang=en-us | https://www.carestream.com/en/us/-/media/publicsitev2/project/content-type/product-images/printing/dryview-5950-laser-imager/gallery-printing-systems-5950-3.jpg?sc_lang=en-us | https://www.carestream.com/en/us/-/media/publicsitev2/project/content-type/product-images/printing/dryview-5950-laser-imager/gallery-printing-systems-5950-4.jpg?sc_lang=en-us | https://www.carestream.com/en/us/-/media/publicsitev2/project/content-type/product-images/printing/dryview-5950-laser-imager/gallery-printing-systems-5950-5.jpg?sc_lang=en-us | [5 empty] | https://www.carestream.com/en/us/-/media/publicsite/resources/radiography-and-health-it/product-brochures/printing-systems/carestream-dv_5950_sell-sheet_4000119_202004_itr_lores_en.pdf?sc_lang=en-us | [19 empty] | Brand Name |  | Type |  | Size |  | Color |  | Material |  | Dimensions |  | For Use With | For CR, MRI, CT, CR-Mammography, Diagnostic Printer | Voltage Rating | 220V | [112 empty] | Laser Imager | Diagnostic Printer Laser Imager |  | https://www.carestream.com/en/us/medical/medical-printing-systems/dryview-5950-laser-imager | https://pmbiomedical.com/products/img_parts_dryview-5950-laser-imager-220v_62004 |  |  |  | Lakshmi_1
HCPB11_250 | GE Healthcare | E8003S |  | Positioner Kit | Child Positioner Kit For CT |  | Designed for ease of use and enhanced patient comfort, while still helping to reduce body motions during supine studies. Diagnostic images and staff efficiency may be improved because the child’s entire body is restrained. By reducing body motion and the need for retakes, it may also help to reduce patient exposure. Replacement pieces also sold separately. | [7 empty] | https://services.gehealthcare.com/medias/?context=bWFzdGVyfGltYWdlc3w0NzA0OHxpbWFnZS9qcGVnfGFXMWhaMlZ6TDJoaE15OW9aVGd2T0RneE9ERTVNemt5TkRFeU5pNXFjR2N8ZTE0ZjJjOTNiMjBlZjc4NWJjNTQxZjgyNzBhZTE0ZTJjMDliNjBkOWY4YzgxMTEzMjVkZTY2ODFkOGJiNTVhNQ | [29 empty] | Brand Name |  | Type |  | Size |  | Color |  | Material |  | Dimensions |  | For Use With | For CT | Age Group | Includes | 1 Child Positioner Assembly (Cradle Only), 1 Child Positioner Pad, 3 Sizes Of Child Positioner Head Cushions (Small, Medium, Large), 1 Wide Body Strap - 39 In (L) X 10 In (W), 1 Narrow Body Strap - 39 In (L) X 5 In (W), 4 Wrist Straps, 3 Head Straps, 6 Foam Sponges, 1 Child Thick Cradle Pad (This Pad Is Not Designed For Use Inside The Child Positioner Assembly. It May Be Used With A Standard Table Cradle.) | [111 empty] | Positioner Kit | Child Positioner Kit | CT Child Positioner Kit | https://services.gehealthcare.com/gehcstorefront/p/E8003S |  |  |  |  | Asha
HCPB11_251 | GE Healthcare | E8004GH |  | Strap | 550mm 21.65 L x 5.9in W Medium Volume Computed Tomography Strap |  | GE offers a variety of replacement table pads and straps for your GE CT and PET/CT Systems. Enhance exam productivity and enhance patient comfort, which help secure patients and bed linens within the field of view during scanning. Medium straps: E8004GH (2 straps measure 5.90 in W × 21.65 in L). |  |  |  |  | 5.90in |  |  | https://services.gehealthcare.in/medias/?context=bWFzdGVyfGltYWdlc3wxMjAzOHxpbWFnZS9qcGVnfGFXMWhaMlZ6TDJoa1ppOW9OR1V2T0RneE5ERXlOekk0TkRJMU5DNXFjR2N8OTYxNjlmYjU1NDIyZjNlZDRmNDI3ZDlhMTVhN2RkYTM2NzYyNjNiNjY5MzNmYzdiYjZkYzA1NDliMTkwNjU5NA | https://services.gehealthcare.in/medias/?context=bWFzdGVyfGltYWdlc3wzNzcyNHxpbWFnZS9qcGVnfGFXMWhaMlZ6TDJnM1lpOW9OV0l2T0RneE5ERXlPREkyTnpJNU5DNXFjR2N8MWJhYmIzZTNhOGIwZWZjOTE0NTJhZDk2OGQ5MzYyNDIwOTY3YTJjZDc1ZGQyODAwMGRmNGM1MjVmMDIzN2I0Nw | [28 empty] | Brand Name |  | Type | 2 Medium, Volume Computed Tomography | Size | 550mm | Color |  | Material |  | Dimensions |  | For Use With | [114 empty] | 2/Pack | Tomography Strap | Medium Volume Computed Tomography Strap |  | https://services.gehealthcare.in/gehcstorefront/p/E8004GH |  |  |  |  | Asha
HCPB11_252 | GE Healthcare | E8800BJ |  | Lateral Grid | Non-Sterile Breast Biopsy Lateral Grids For GE 8 Channel Breast Array | [9 empty] | https://services.gehealthcare.com/medias/E8800BJ-1.JPG?context=bWFzdGVyfGltYWdlc3wxMDI0NzN8aW1hZ2UvanBlZ3xhVzFoWjJWekwyaGpOQzlvWWpVdk9Ea3hOalkxTWpJMk1UUXdOaTVxY0djfGE3ZDc4Y2NkOTcxYWMzZDJiZTQ2MDRjNjgzMGY1MDZhYmUxYTVjNjZkMGZhYWNkMmUyNDE5YmY4NGQ4YWNjMmI | [16 empty] | The 8-Channel Non-Sterile Breast Biopsy Grids are designed for the GE Signa HD Breast Array for MR breast biopsy procedures | Disinfection procedures included with all orders of grids | 5 per pack, non-sterile, single use | [10 empty] | Brand Name |  | Type | Breast Biopsy | Size |  | Color |  | Material |  | Dimensions |  | For Use With | For GE 8-Channel Breast Array | Sterility | Non Sterile | Usage | Single Use | [109 empty] | 5/Pack | Lateral Grid | Breast Biopsy Lateral Grid |  | https://services.gehealthcare.com/gehcstorefront/p/E8800BJ | https://mms.mckesson.com/product/1252428/GE-Healthcare-E8800BJ |  |  |  | Asha
HCPB11_253 | GE Healthcare | E8801SG |  | Pad Set | 1.5T 8-Channel or 12-Channel MRI Body Array Coil Pad Set |  |  | 6 Months | [6 empty] | https://services.gehealthcare.com/medias/E8801SG.jpg?context=bWFzdGVyfGltYWdlc3w4MzgyOXxpbWFnZS9qcGVnfGFXMWhaMlZ6TDJoaU5pOW9aamd2T0RneU1EYzVNRFUxT0RjMU1DNXFjR2N8ZmQxYzNmNzY0YzhkZmViMmQ2MDJhOWUxYTg3NmViNGRkODU1OWE2MjgzMjFjMzYxOGM4NDE3MjA4NDA5NGQ4OA | [16 empty] | For the GE Signa 1.5T and 3T, HD, HDx, HDe Coil Pads for MR | Choose genuine GE replacement pads for the 1.5T and 3T MR Breast Array Coil, 8- and 12-Channel Cardiac Array and CTL Coils, HNS and Shoulder Coils | Assortment of MR Coil Pads provide optimal patient comfort | 6 month warranty on all pads | [9 empty] | Brand Name |  | Type | 1.5T 8-Channel or 12-Channel MRI Body Array Coil | Size |  | Color |  | Material |  | Dimensions |  | For Use With | [114 empty] | 4/Set | MRI Body Array Coil Pad Set | 1.5T 8-Channel or 12-Channel MRI Body Array Coil Pad Set |  | https://services.gehealthcare.com/gehcstorefront/p/E8801SG |  |  |  |  | Asha
HCPB11_254 | GE Healthcare | E8802RF |  | Positioning Pad | 12.5 x 7.5 x 2cm Small Grey Nylon Positioning Pad | [9 empty] | https://services.gehealthcare.com/medias/?context=bWFzdGVyfGltYWdlc3wyOTk5M3xpbWFnZS9qcGVnfGFXMWhaMlZ6TDJnd01DOW9PR0l2T0RneE5ERXlOVGt3TnprNU9DNXFjR2N8NWU1YmFjMmJkZWQ2ZTQxNjBmMDZiZTJiOTc4YTgxYTJmZDUzNjViZjIxNzEzMDdkNWZhN2Q4N2I4YzUzYzM5NQ | [29 empty] | Brand Name |  | Type |  | Size | Small | Color | Grey | Material | Nylon | Dimensions | 12.5 x 7.5 x 2cm | For Use With | [115 empty] | Positioning Pad | Nylon Positioning Pad |  | https://services.gehealthcare.com/gehcstorefront/p/E8802RF |  |  |  |  | Asha
HCPB11_255 | GE Healthcare | E8802RN |  | Covered Block | 14.5 L x 5.25 W x 1in H Foam With Nylon Fabric Covered Block | [6 empty] | 5.25in | 1in |  | https://services.gehealthcare.com/medias/?context=bWFzdGVyfGltYWdlc3wzMTM2NnxpbWFnZS9qcGVnfGFXMWhaMlZ6TDJnM1ppOW9Nell2T0RneE5ERXhPVFk0TWpBM09DNXFjR2N8ODk4ZTkzZmIxZTg1ZTUzNjI3ODcyYmY4ODZlMDcwMTljZDZkZDNhYmNhMjY5YmNiZGI5ZDBkNmE5YThkNjBjZA | [29 empty] | Brand Name |  | Type |  | Size |  | Color |  | Material | Foam With Nylon Fabric | Dimensions |  | For Use With | For Quad Head Coil | Length | 14.5in | [112 empty] | Covered Block |  |  | https://services.gehealthcare.com/gehcstorefront/p/E8802RN |  |  |  |  | Asha
HCPB11_256 | GE Healthcare | E8822JF |  | Headset | 29dB Newmatic Noise Guard Headset | [9 empty] | https://services.gehealthcare.in/medias/?context=bWFzdGVyfGltYWdlc3w0Mzg1OHxpbWFnZS9qcGVnfGFXMWhaMlZ6TDJnMU9DOW9NekV2T0RneE5ERXhPVGczT0RZNE5pNXFjR2N8YmFlM2Q4ZjNiOGVkMjYzNGQ5OTIzMDFlZDBhOTVjY2VlOGU4ODFmNzI2MjEyN2E5MjA1MjlhNGJmNDNmZTM2MQ | https://services.gehealthcare.in/medias/?context=bWFzdGVyfGltYWdlc3w0Mzg1OHxpbWFnZS9qcGVnfGFXMWhaMlZ6TDJneFpDOW9OMlV2T0RneE5ERXlNVFE0TkRNeE9DNXFjR2N8ODE0YjZiMTgxNmMwNGUxODExMjkyOWM2MDBjYzVjNDAzMjRhYjBjNWFjMWU2YTZmNzY5YTA2NGRkZjFmYWRiOQ | https://services.gehealthcare.in/medias/?context=bWFzdGVyfGltYWdlc3wxNDQzN3xpbWFnZS9qcGVnfGFXMWhaMlZ6TDJoaE1pOW9OVGN2T0RneE5ERXlNVGN4TXpZNU5DNXFjR2N8NmQzNDdhM2ZmZmU0YWMwNDcwMDA1ODQ0ODg4OGM0YjMyZjU2MjQxMGYwMzg4OWEyM2U3NmY4ZTM5NWE0OTFhZQ | [27 empty] | Brand Name |  | Type | Newmatic Noise Guard | Size |  | Color |  | Material |  | Dimensions |  | For Use With |  | Noise Reduction Rating | 29dB | [112 empty] | Noise Guard Headset | Newmatic Noise Guard Headset |  | https://services.gehealthcare.in/gehcstorefront/p/E8822JF |  |  |  |  | Asha
HCPB11_257 | GE Healthcare | E8823NE |  | Headphone | MRI Audio Over-Ear Headphone | [9 empty] | https://services.gehealthcare.com/medias/E8823NE-5759311.jpg?context=bWFzdGVyfHJvb3R8MjczNDI4fGltYWdlL2pwZWd8YURSaUwyaG1ZeTg1TVRnMU16UTVNelk1T0RnMkwwVTRPREl6VGtVZ0ppQTFOelU1TXpFeExtcHdad3xmODNiYzE4NjdjMDlmNTM3MDZlNjEzYzA5MDdlMjgwOGZmOTI5NTgzNzZlNDQ0ZTM2OGVmNDFkZGJiZGFjMjc2 | [16 empty] | The MRI Audio premium music system is designed for comfort and allows the patient to listen to music while being scanned in an MR system | The Over-Ear Headphones are compatible with MRI Audio 1505 (Item No. E8823NA) or MRI Audio 1506 (Item No. E8823NG) | [11 empty] | Brand Name |  | Type | MRI Audio Over-Ear | Size |  | Color |  | Material |  | Dimensions |  | For Use With | [115 empty] | Headphone | MRI Audio Over-Ear Headphone |  | https://services.gehealthcare.com/gehcstorefront/p/E8823NE | https://mms.mckesson.com/product/1267217/GE-Healthcare-E8823NE |  |  |  | Asha
HCPB11_258 | GE Healthcare | GA200039 |  | Z- Mechanism | Z- Mechanism For LOGIQ E9 Ultrasound |  | The Z Mechanism is used in an ultrasound system, it is equipped with a release handle that can be operated in order to move the top console up or down without connecting power to the Vivid E90 ultrasound system. This method repeats when the drive gear is disconnected or has failed, or if the main power is turned off, disconnected or has a power failure. The top console can drop unexpectedly when the mechanism is released. Move the handle a few millimeters to the right side, to release the Z mechanism, and at the same time move the top console up or down, as required. There are no adjustments for the operating panel’s vertical movement. The vertical movement of the top console is motor driven. The control buttons for the electrical motor are located around the handles. A gas spring inside the ultrasound system assists in the Z-axis (vertical) movement. | [7 empty] | https://services.gehealthcare.in/medias/ga200039-T1.jpg?context=bWFzdGVyfGltYWdlc3wxODk2NjZ8aW1hZ2UvanBlZ3xhVzFoWjJWekwyZ3hNUzlvWTJZdk9EZzFORE0wTVRZNE1URTRNaTVxY0djfDIyNTNhNWNjMTA0NTlhNDMzYTk3YTRhNGM4OGRhMTM2ZjJmNDMyMDY3Mjc2ZTRjZTNmZDRlMWE3ZWUyMGJmYjg | https://services.gehealthcare.in/medias/ga200039-T2.jpg?context=bWFzdGVyfGltYWdlc3wyMDQwMzh8aW1hZ2UvanBlZ3xhVzFoWjJWekwyaGpNeTlvTmpZdk9EZzFORE00T1RrNE1USXhOQzVxY0djfDI0N2NiYWQxMzY2NWZkZDQyYzY0YTViZWQ4YWFiNDg3NGQ1ZmQxYmUzN2ZkN2JmMzg1OGVhZTZiYzIzOGY1MjU | https://services.gehealthcare.in/medias/ga200039-ALT.jpg?context=bWFzdGVyfGltYWdlc3wyMzMzMTN8aW1hZ2UvanBlZ3xhVzFoWjJWekwyZzBPUzlvTm1Rdk9EZzFORFF3TWprNU1ERXhNQzVxY0djfGVlOGY4NGYwYjBkNjQxMDllOTE0NzNmZWVjMGVjNzg4MjdjZDI0YjdlOGI2NDQ2MTQ0OTA5NjRmNmE4MWM2MGY | [14 empty] | Easy to Install and dismantle | RoHS compliant | [11 empty] | Brand Name |  | Type |  | Size |  | Color |  | Material |  | Dimensions |  | For Use With | For Logiq E9 Ultrasound | [114 empty] | Z- Mechanism | Ultrasound Z- Mechanism |  | https://services.gehealthcare.in/gehcstorefront/p/GA200039 |  |  |  |  | Asha
HCPB11_259 | GE Healthcare | GA200742 |  | Trackball | Laser Trackball For Vivid E9 Ultrasound |  | The Laser Trackball is an advance cursor control device. The track ball is very sensitive and is a fast response user friendly device. This part 3-axis movement controls and clicking options. This assembly consist of track ball, track ball switch cable, screws and washers. The track ball is connected with the control board through pins and tightened to the board. Screws connect the track ball and control board together. A trackball switch cable is used for connecting the switches located around the trackball to the USB interface. Press the middle button once to latch scroll mode one and by pressing again for latch scroll mode two. The middle button being pressed also toggles between scroll mode one and scroll mode two. This part is widely used in UL Vivid E9, PET Discovery STE 16-Slice, UL Vivid e, UL Vivid E9 Expert, UL Vivid E9, UL Vivid q, UL Logiq E9, UL Voluson E8 and other machines. | 6 Months | [6 empty] | https://services.gehealthcare.in/medias/ga200742-T1.jpg?context=bWFzdGVyfGltYWdlc3wyMjEwNTV8aW1hZ2UvanBlZ3xhVzFoWjJWekwyaGtZeTlvT0Rjdk9EZzFORE0wTVRjME5qY3hPQzVxY0djfGMyNjgxODRkNjZmYjBiZjI3YTc5MjA1MGEzMTJhMjMwODYxOGJhYzE3MDIyYzIxMDBkMzBmZDc0MDVmZDc4ZjA | https://services.gehealthcare.in/medias/ga200742-T2.jpg?context=bWFzdGVyfGltYWdlc3wyMzc1MDR8aW1hZ2UvanBlZ3xhVzFoWjJWekwyZzJaUzlvT1RBdk9EZzFORE01TURFME5UQTFOQzVxY0djfDk3ZDVhNGM3MWVlMjZiNWFiMmM5OTUwZjFmYjFhNGYwNmUwZjc0NDJmYzA5NmRlNjc0NDgyZGM5NDUzNWFmODE | https://services.gehealthcare.in/medias/ga200742-ALT.jpg?context=bWFzdGVyfGltYWdlc3wyNDIyNjJ8aW1hZ2UvanBlZ3xhVzFoWjJWekwyaGlOaTlvTWpJdk9EZzFORFF3TXpBNE9EUXhOQzVxY0djfDRhMDZmNjFiZDMxMjg2NjEyY2EyYTYzZDhjZjJjNWVkOTgxYWM3ZWM1YTlkY2JmZmY1YmJiYmY4YzQ3MjRkOWE | [14 empty] | 3-axis movement | Good structural design | Made of quality material | High sensitive movement | [9 empty] | Brand Name |  | Type | Laser | Size |  | Color |  | Material |  | Dimensions |  | For Use With | For Vivid E9 Ultrasound | [114 empty] | Trackball | Laser Trackball |  | https://services.gehealthcare.in/gehcstorefront/p/GA200742 | https://www.probomedical.com/shop/ge-healthcare/ge-ga200742-ultrasound-parts/ |  |  |  | Asha
HCPB11_26 | Carestream Health | SP1926765 |  | Software Upgrade | V5.X Version Software Upgrade For CR Systems | [39 empty] | Brand Name |  | Type | V5.X Version | Size |  | Color |  | Material |  | Dimensions |  | For Use With | For CR Systems | [114 empty] | Software Upgrade | V5.X Version Software Upgrade | CR Systems Software Upgrade |  | https://integritymedicalservice.com/carestream-parts/carestream-cr/SP1926765/ | https://pmbiomedical.com/products/img_parts_cr-v5-s-w-upgrade-from-v5-x_62073 |  |  | Lakshmi_1
HCPB11_260 | GE Healthcare | GA200952 |  | Assembly | XY Brake Mechanism Assembly For LOGIQ E9 Ultrasound |  | The XY Brake Mechanism Assembly is manufactured to work with Ultrasound devices. The XY brake assembly is aligned to function with the XY mechanism of the console. The XY brake assembly is used to control the movements of the XY mechanism. It controls this movement smoothly thus supports the user in aligning the console. The lever is manufactured from a casted alloy. It has very good rigidity and strength to weight ratio property which makes it very strong and hard and also has excellent EMI and RFI shielding properties. The bracket (which is made up of a polyarylamide compound that is 50% glass-fiber reinforced) has high strength to endure the applied load. It has excellent surface gloss and creep resistance. Provisions have been given on a flange to accommodate the motor. A 12V motor is attached to drive the brake. It comes with 120mm long cable. Proper lubrication has been given to protect against friction, wear and corrosion to provide longer life. The assembly is compliant to RoHS standards. It does not have any hazardous materials and is environmentally safe. | 6 Months | [6 empty] | https://services.gehealthcare.in/medias/?context=bWFzdGVyfGltYWdlc3wyODE2M3xpbWFnZS9qcGVnfGFXMWhaMlZ6TDJneE1TOW9OREl2T0RneE5UQXdNek0yT1RVd01pNXFjR2N8MDQ5MjFkOTg0NTRmNzdhNjI1ZmE4MTBlNWNiNmY3MDE2M2EwZjdjYWZhNmI3MjE5ODJmNTIzNDMzNzE2NDljMA | https://services.gehealthcare.in/medias/?context=bWFzdGVyfGltYWdlc3wyNzc0N3xpbWFnZS9qcGVnfGFXMWhaMlZ6TDJobFl5OW9PR1F2T0RneE5UQXhNakE0TlRjNU1DNXFjR2N8ZWI2MzNkYjY2MzgzYTczY2JiZjk3OGFlNWM4M2NkZDYxYzk0ZTZlZTIzYTBjMDU4MWQxN2UxYmU4MTUyYjcyZg | https://services.gehealthcare.in/medias/GA200952-XYZ-BRAKE-ASM-2.jpg?context=bWFzdGVyfHJvb3R8MzM2MDZ8aW1hZ2UvanBlZ3xhRFU1TDJnd1lpODVNak00TnpJNU9UUTVNakUwTDBkQk1qQXdPVFV5SUZoWldpQkNVa0ZMUlNCQlUwMGdNaTVxY0djfDc3NTc3NDhkYjUyYjEyNDQ3MzM4MGIxZWQ1MjFiM2IzNWQ3NmRkNDQxNWRhYTU3YzVjYjllMGUyMjU5MzE5M2Y | [14 empty] | Smooth transition | Complete control | Varying range of movements | Backward compatible | [9 empty] | Brand Name |  | Type | XY Brake Mechanism | Size |  | Color |  | Material |  | Dimensions |  | For Use With | For LOGIQ E9 Ultrasound | [114 empty] | XY Brake Mechanism Assembly |  |  | https://services.gehealthcare.in/gehcstorefront/p/GA200952 | https://www.probomedical.com/shop/ge/ge-ga200952-ultrasound-parts/ |  |  |  | Asha
HCPB11_261 | GE Healthcare | GB200002-03 |  | Back End Processor 6.0 | Back End Processor 6.0 For Vivid Ultrasound Without 4D |  |  | 6 Months | [36 empty] | Brand Name |  | Type |  | Size |  | Color |  | Material |  | Dimensions |  | For Use With | For Vivid Ultrasound | Comes With | Without 4D | [112 empty] | Back End Processor 6.0 | Ultrasound Back End Processor 6.0 |  |  | https://www.probomedical.com/shop/ge/ge-gb200002-03-ultrasound-parts/ |  |  |  | Asha
HCPB11_262 | GE Healthcare | GC200111 |  | Operating Panel | Upper Aurora Operating Panel For VIVID E80 Ultrasound | [9 empty] | https://services.gehealthcare.in/medias/gc200111-T1.jpg?context=bWFzdGVyfGltYWdlc3wyMDk1NTh8aW1hZ2UvanBlZ3xhVzFoWjJWekwyaGxaUzlvTldVdk9EZzFORE0wTWpFek9Ua3pOQzVxY0djfDYwZTk1NmI1MTIyYjE5N2YwMTcxNGIyNTBmZTc3NDQ0ZTJmZTIxNzk4ZjNmM2MxN2M0MGY4ZDhiY2Y5NzhmN2U | https://services.gehealthcare.in/medias/gc200111-T2.jpg?context=bWFzdGVyfGltYWdlc3wyMDE2ODV8aW1hZ2UvanBlZ3xhVzFoWjJWekwyaGlNeTlvTm1Zdk9EZzFORE01TURVd05UVXdNaTVxY0djfDhhNWI2ZDQ0MWRmYzEwM2Y3NDVlNzg5YzljZjUxNDM3MzE0N2MzN2I0M2JjZWEwOWZmNDVlMjVlMTY2YzdkOGU | https://services.gehealthcare.in/medias/gc200111-ALT.jpg?context=bWFzdGVyfGltYWdlc3wxODkwOTl8aW1hZ2UvanBlZ3xhVzFoWjJWekwyaGtZUzlvTjJRdk9EZzFORFF3TXpReE5qQTVOQzVxY0djfDYzMWRiYjllODdlMDBhOTkyNDM3MDBhMzkyMzQxMWI4NzgxZjRlYTA4NTAxY2QyMjViOTY3MjVmZjYyZjRhZjU | [14 empty] | Electrostatic Discharge (ESD) protected | It has Electromagnetic compatibility | It has a effective dust seal | Ingress Protection (IP) as per IEC601 | [9 empty] | Brand Name |  | Type | Upper Aurora | Size |  | Color |  | Material |  | Dimensions |  | For Use With | For VIVID E80 Ultrasound | [114 empty] | Operating Panel | Upper Aurora Operating Panel |  | https://services.gehealthcare.in/gehcstorefront/p/GC200111 |  |  |  |  | Asha
HCPB11_263 | GE Healthcare | GC200131 |  | Loudspeaker Left Assembly | Loudspeaker Left Assembly For VIVID E80 Ultrasound | [9 empty] | https://services.gehealthcare.com/medias/GC200131-P1.jpg?context=bWFzdGVyfGltYWdlc3wyMzQ2NTR8aW1hZ2UvanBlZ3xhVzFoWjJWekwyZzRZeTlvWmprdk9Ea3hNRGcxTVRBeE5EWTROaTVxY0djfDllMWE0YzM2ZjI4NTE3OTIyN2FkMWI0MTA5OGIzZjcxOWFkMGYwZTBmYTEwYjdhMDdjYTYwMzQzMDc4NmUwZTg | [29 empty] | Brand Name |  | Type |  | Size |  | Color |  | Material |  | Dimensions |  | For Use With | For VIVID E80 Ultrasound | [114 empty] | Loudspeaker Left Assembly | Ultrasound Loudspeaker Left Assembly |  | https://services.gehealthcare.com/gehcstorefront/p/GC200131 |  |  |  |  | Asha
HCPB11_264 | GE Healthcare | GC200247 |  | Lower Switch Board | Operating Panel Lower Switch Board For VIVID E80 Ultrasound With Elastomer | [9 empty] | https://services.gehealthcare.com/medias/gc200247-T1.jpg?context=bWFzdGVyfGltYWdlc3w0NDM2NjF8aW1hZ2UvanBlZ3xhVzFoWjJWekwyZzNaUzlvTXpBdk9EZzFPRGd6TkRBeE1ERTBNaTVxY0djfDRiMGZkY2ZlZDNlZDJiMjAyZTM5MmQ1MTE0ZGYyOWY4MDI2MzExZDkzYjIwY2M0YjhkOThjMzZmNDZiMzVjYjE | [29 empty] | Brand Name |  | Type | Operating Panel | Size |  | Color |  | Material |  | Dimensions |  | For Use With | For VIVID E80 Ultrasound With Elastomer | Comes With | With Elastomer | [112 empty] | Lower Switch Board | Operating Panel Lower Switch Board | Ultrasound Operating Panel Lower Switch Board | https://services.gehealthcare.com/gehcstorefront/p/GC200247 | https://www.probomedical.com/shop/ge-healthcare/ge-gc200247-ultrasound-parts/ |  |  |  | Asha
HCPB11_265 | GE Healthcare | KN100104 | 6TC-RS | Probe | 6TC-RS 2 to 8MHz TEE Phased Array Probe For Vivid T8 Ultrasound |  | The 6Tc-RS Probe helps you achieve strong performance on every examination. This probe is specially designed and utilized to diagnose for adult cardiac applications. The probe or transducer is used to picks up the reflected waves of the heart and send them to a computer. Then this computer transforms these reflected waves into an image of the heart walls and valves. This kind of probe has the power to acquire extraordinary images with transducer technology that helps maximize penetration without sacrificing resolution. The design has been made with patient and user comfort in mind, to help reduce stress without compromising diagnostic performance. The innovative technology provides deep penetration and excellent resolution without the need to change probes during the exam. It also provides outstanding image capability with ergonomic benefits. This 6Tc-RS probe is compatible with LOGIQ e, Vivid E9, Vivid i, Vivid i n, Vivid q series ultrasound systems. | 1 Year | [6 empty] | https://services.gehealthcare.vn/medias?context=bWFzdGVyfHJvb3R8NTgxODY1fGltYWdlL2pwZWd8aDlkL2g2Zi84ODEyNjE0NjQ3ODM4LmpwZ3w5NzRmZmNjYTY2MWZiZmIxMTYyMTMyNDhlYWJlZGI0YjY0NzczMTEyOTdkMDUwMzA1ODA5NjMzZmJjYzAzODUw | [16 empty] | Comfort scan design | Ease of use | Ergonomic benefits | Patient and user comfort | [9 empty] | Brand Name |  | Type | Phased Array | Size |  | Color |  | Material |  | Dimensions |  | For Use With | For Vivid T8 Ultrasound | Type of Array | Transesophageal (TEE) | Frequency Range | 2-8MHz | Number Of Elements | 64 | Aperture | 14mm | Scan Depth | 20cm | [104 empty] | Phased Array Probe | TEE Phased Array Probe |  | https://services.gehealthcare.vn/gehcstorefront/p/KN100104 | https://elzhen.com/products/b4cc5770-089d-4ec5-8388-cd7b8626fc19/6tc-rs-tee-kn100104 | https://www.probomedical.com/shop/ge-healthcare/ge-6tc-rs/ |  |  | Asha
HCPB11_266 | GE Healthcare | KTZ134657 |  | Probe Holder | Probe Holder For Transvaginal Voluson E8 Ultrasound |  |  | 6 Months | [6 empty] | https://services.gehealthcare.com/medias/ktz134657-T1.jpg?context=bWFzdGVyfGltYWdlc3wxNTc4Nzd8aW1hZ2UvanBlZ3xhVzFoWjJWekwyaG1PQzlvWldJdk9EZzFORFUxT1RneE56YzFPQzVxY0djfDgyMjZkMWRiOWQxZjM3ZmY2ZmRmM2Q2ZmJjNmY0MWYxNTUxNDQyZDZiMGY4MzIzNDNhMzVmMGU0YzNmOTdlNTc | [16 empty] | Good dimensional stability | Enhanced durability and reliability | Advanced and efficient | Aesthetic in appearance | It is a ROHS compliant product | [8 empty] | Brand Name |  | Type |  | Size |  | Color |  | Material |  | Dimensions |  | For Use With | For Transvaginal Voluson E8 Ultrasound | [114 empty] | Probe Holder | Endo Probe Holder | Ultrasound Probe Holder | https://services.gehealthcare.com/gehcstorefront/p/KTZ134657 | https://www.probomedical.com/shop/ge-healthcare/ge-ktz134657-ultrasound-parts/ |  |  |  | Asha
HCPB11_267 | GE Healthcare | KTZ220875 |  | Encoder | 64 Digital Potentiometer Encoder For Voluson E6 E8 Ultrasound |  |  | 6 Months | [6 empty] | https://services.gehealthcare.in/medias/?context=bWFzdGVyfGltYWdlc3wyODg4MHxpbWFnZS9qcGVnfGFXMWhaMlZ6TDJoak9TOW9NRGt2T0RneE5UQXdOek13TVRZMk1pNXFjR2N8ZDBmNjhjZmE3ZDA1ZDExMjY4ZjcyNjY3ODJkMWQ3YTgyOGI5MzIyNTE1YTQ0MmJiY2I0YzcxMThhNWQ3YWUxNg | https://services.gehealthcare.in/medias/?context=bWFzdGVyfGltYWdlc3wyNjU5MnxpbWFnZS9qcGVnfGFXMWhaMlZ6TDJobU9DOW9NVFF2T0RneE5UQXdPRGswTURBMk1pNXFjR2N8ODAxYzc3ZDIyNzE4MGEzMTk4OTZjMTY4M2RiMjYyODc1ODkzYTRhOTczMWNmMGJiMmMzNzhiMjNkNDc5NDdiNg | [15 empty] | Does not contain any dirt, dust, visible oils, lint, fibers, rust, chips and other contaminants | Accurate, sensitive and advanced | Static shielding packaging provided to ensure safety for Electrostatic-Sensitive Devices (ESD) | Three status leads | [9 empty] | Brand Name |  | Type | Digital Potentiometer | Size |  | Color |  | Material |  | Dimensions |  | For Use With | For Voluson E6 E8 Ultrasound | Programmable Resistance Level | 64 | [112 empty] | Digipot Encoder | Digital Potentiometer Encoder | Ultrasound Digipot Encoder | https://services.gehealthcare.in/gehcstorefront/p/KTZ220875 | https://www.probomedical.com/shop/ge-healthcare/ge-ktz220875-ultrasound-parts/ |  |  |  | Asha
HCPB11_268 | GE Healthcare | KTZ280156 |  | Power Supply | 20VAC/VDC Power Supply For Voluson e Ultrasound With Inverse Polarity Protection |  |  | 6 Months | [6 empty] | https://services.gehealthcare.com/medias/KTZ280156-P1.jpg?context=bWFzdGVyfGltYWdlc3wzNDQ0ODZ8aW1hZ2UvanBlZ3xhVzFoWjJWekwyZ3daaTlvTWpNdk9EZzROVFE1TkRBNE56Y3hNQzVxY0djfGMzZGQyZTU5MzZhMTJjM2U0YmU2M2Y0MGEzZjkyZTE4MzM2MDA4NWExYmQzMjVlNzk1M2IzYjZiNTdmYThkZTA | [16 empty] | Efficient functioning | Enhanced durability and reliability | Have an insulating outer sheath or jacket | Easy to use | Carries high frequency electrical signals with low losses | ROHS compliant | [7 empty] | Brand Name |  | Type |  | Size |  | Color |  | Material |  | Dimensions |  | For Use With | For Voluson e Ultrasound | Comes With | With Inverse Polarity Protection | Voltage | 20VAC/VDC | [110 empty] | Power Supply | Ultrasound Power Supply |  | https://services.gehealthcare.com/gehcstorefront/p/KTZ280156 | https://www.probomedical.com/shop/ge/ge-ktz280156-ultrasound-parts/ |  |  |  | Asha
HCPB11_269 | GE Healthcare | KTZ280183 |  | Top Cover | Top Cover For Voluson E8 Ultrasound With Touchscreen |  |  | 6 Months | [6 empty] | https://services.gehealthcare.in/medias/?context=bWFzdGVyfGltYWdlc3wzMzgwNXxpbWFnZS9qcGVnfGFXMWhaMlZ6TDJnMU9TOW9NbVV2T0RneE5UQXdORFl4TkRZNE5pNXFjR2N8ZmEzYTY4NjA5YTQ3NjQ1MDhhZGQxMDVmNWY4NTNkOTFkMjYxYTlhNWQzN2ZlZjVkNmJlYzA1YjA5YWNlNWMzMw | [29 empty] | Brand Name |  | Type |  | Size |  | Color |  | Material |  | Dimensions |  | For Use With | For Voluson E8 Ultrasound | Comes With | With Touchscreen | [112 empty] | Top Cover | Ultrasound Top Cover |  | https://services.gehealthcare.in/gehcstorefront/p/KTZ280183 | https://www.probomedical.com/shop/ge/ge-ktz280183-ultrasound-parts/ |  |  |  | Asha
HCPB11_27 | Carestream Health | SP2G0985 |  | Assembly-Filter Kit | Assembly-Filter Kit For Printer | [39 empty] | Brand Name |  | Type |  | Size |  | Color |  | Material |  | Dimensions |  | For Use With | For Printer | [114 empty] | Assembly-Filter Kit | Printer Assembly-Filter Kit |  |  | https://www.carestream.com/tr/tr/-/media/publicsite/countries/turkey/pdf/yedek-parca-fiyat-listesi-2014.pdf | https://www.medicaloutfittersparts.com/shop/sp2g0985-sp2g0985aa-1-carestream-printer-kit-pn-sp2g0985-sp2g0985aa-1-25125 |  |  | Lakshmi_1
HCPB11_270 | GE Healthcare | KTZ302178 |  | Single Board Computer Kit | Single Board Computer Kit For Voluson E6 Ultrasound |  |  | 6 Months | [6 empty] | https://services.gehealthcare.in/medias/KTZ302178.jpg?context=bWFzdGVyfGltYWdlc3wxMTU3NDF8aW1hZ2UvanBlZ3xhVzFoWjJWekwyZ3lNQzlvTmpVdk9EZ3pNRFF5TVRnMk1ETTRNaTVxY0djfDAzODEyYjAyZjY1ZGY2NDRiOGNkYWEzODAzNWJhNWUzZGQxZTI4ODdlMjZkOWVkNTRkZGNlMTZkNmRlMGE5MGQ | [29 empty] | Brand Name |  | Type |  | Size |  | Color |  | Material |  | Dimensions |  | For Use With | For Voluson E6 Ultrasound | [114 empty] | Single Board Computer Kit | SBC Kit |  | https://services.gehealthcare.in/gehcstorefront/p/KTZ302178 | https://www.probomedical.com/shop/ge/ge-ktz302178-ultrasound-parts/ |  |  |  | Asha
HCPB11_271 | GE Healthcare | KTZ303054 | RSX20 | Extension Board | RSX20 Extension Board For RFM SCW |  |  | 6 Months | [23 empty] | Good dimensional stability | Packaging adheres to global specifications and is free of any physical damage | Long lasting, scratch resistant labelling provided | Enhanced reliability and reliability | Advanced and sensitive | [8 empty] | Brand Name |  | Type |  | Size |  | Color |  | Material |  | Dimensions |  | For Use With | For RFM SCW | [114 empty] | Extension Board | Ultrasound Extension Board |  | https://services.gehealthcare.com/gehcstorefront/p/KTZ303054 | https://www.probomedical.com/shop/ge-healthcare/ge-ktz303054-ultrasound-parts/ |  |  |  | Asha
HCPB11_272 | GE Healthcare | KTZ303389 |  | Display Module Assembly | Display Module Assembly For Voluson i GPD7 Module |  |  | 6 Months | [36 empty] | Brand Name |  | Type |  | Size |  | Color |  | Material |  | Dimensions |  | For Use With | For Voluson i GPD7 Module | [114 empty] | Display Module Assembly | GPD7 Display Module Assembly |  | https://services.gehealthcare.com/gehcstorefront/p/KTZ303389 | https://www.probomedical.com/shop/ge/ge-ktz303389-ultrasound-parts/ |  |  |  | Asha
HCPB11_273 | GE Healthcare | KTZ304082 |  | Control Board | Control Board For Voluson e RTF441-EC320 Probe | [9 empty] | https://services.gehealthcare.in/medias/KTZ304082-R-P1.jpg?context=bWFzdGVyfGltYWdlc3w0MTY3NDd8aW1hZ2UvanBlZ3xhVzFoWjJWekwyZ3laQzlvT1Rndk9EZzROVFE1TkRNNE1qWXlNaTVxY0djfDc2ZDg0M2U2NTMwYjQ4ZTY4NWJlY2IwYjdkZGUwMzA1NWI1NjQzNTI5Yzc2YTU5MWNhM2FkMzA0MGQ0NWNmOTU | https://services.gehealthcare.in/medias/KTZ304082-R-P2.jpg?context=bWFzdGVyfGltYWdlc3w0NjA3ODl8aW1hZ2UvanBlZ3xhVzFoWjJWekwyZzBNeTlvT1Rjdk9EZzROVFV4T1RJeU1EYzJOaTVxY0djfDU5NDZhNTU3NjJkOTI0MTVkOTdjYjc4ZWZkZWY4NTE4NmViYWE5MTg5ZDgzZjk1ZWJiNWQ0YWE5NWNmM2RiNzY | https://services.gehealthcare.in/medias/KTZ304082-R-T1.jpg?context=bWFzdGVyfGltYWdlc3w0NzI2MzV8aW1hZ2UvanBlZ3xhVzFoWjJWekwyZ3daaTlvWVdVdk9EZzROVFUwTXpRMk9UQTROaTVxY0djfDE5ZTA2MDkwOTU2MjI1NjJjZTNmYTE3NDQ0Y2MxMDBkOTFmM2RmYjBjMjM3MjVkMTQ3MWUwMWYwNjEzNmMyYTI | [27 empty] | Brand Name |  | Type |  | Size |  | Color |  | Material |  | Dimensions |  | For Use With | For Voluson e RTF441-EC320 Probe | [114 empty] | Control Board | RTF441-EC320 Probe Control Board |  | https://services.gehealthcare.in/gehcstorefront/p/KTZ304082 |  |  |  |  | Asha
HCPB11_274 | GE Healthcare | KTZ304230 |  | Console Main Board | RTU110 USB Hub II Console Main Board For Voluson E8 Ultrasound | [39 empty] | Brand Name |  | Type | RTU110 USB Hub II | Size |  | Color |  | Material |  | Dimensions |  | For Use With | For Voluson E8 Ultrasound | [114 empty] | Console Main Board | Ultrasound Console Main Board |  | https://services.gehealthcare.com/gehcstorefront/p/KTZ304230 |  |  |  |  | Asha
HCPB11_275 | GE Healthcare | S2418295 |  | RF Interface Module Board | AM RF Interface Module Board For Vivid I/S5/S6 ECHOPAC Ultrasound |  |  | 6 Months | [6 empty] | https://my.services.gehealthcare.com/medias/?context=bWFzdGVyfGltYWdlc3wzNDUxNnxpbWFnZS9qcGVnfGFXMWhaMlZ6TDJnd1pTOW9NalV2T0RneE5UQXdOVEV3TmpJd05pNXFjR2N8MzRkMzZmYzc5ZjVmODNlNjQzMDZjMDljMzRjNGZmOGVkYTk2MDE3NTE3MWUyMzAyYjZiOTQ2NGI2ZWNiYjQ0YQ | https://my.services.gehealthcare.com/medias/?context=bWFzdGVyfGltYWdlc3wzNDEzNXxpbWFnZS9qcGVnfGFXMWhaMlZ6TDJnNVlpOW9aakF2T0RneE5UQXhNekEyT0Rnek1DNXFjR2N8NTNiMmY0ZDczZGE3NTY4MzdjNjYzZDJhOTQ0MDM4ZjI2YjhiMWNiYmIwYTM2ODkwYmJkNTNhODdkZTg4YzhlYg | [28 empty] | Brand Name |  | Type | AM | Size |  | Color |  | Material |  | Dimensions |  | For Use With | For Vivid I/S5/S6 ECHOPAC Ultrasound | [114 empty] | RF Interface Module Board | AM RF Interface Module Board |  | https://my.services.gehealthcare.com/gehcstorefront/p/S2418295 | https://www.probomedical.com/shop/ge-healthcare/ge-s2418295-ultrasound-parts/ |  |  |  | Asha
HCPB11_276 | GE Healthcare | S9554921 |  | Trackball | Laser Trackball For Voluson Signature Series BT16 Or Later | [39 empty] | Brand Name |  | Type | Laser | Size |  | Color |  | Material |  | Dimensions |  | For Use With | For Voluson Signature Series BT16 Or Later | With | With Cable | [112 empty] | Trackball | Laser Trackball |  | https://services.gehealthcare.vn/gehcstorefront/p/S9554921 |  |  |  |  | Asha
HCPB11_277 | GE Healthcare | S9554922 |  | Trackball | Laser Trackball For LOGIQ S7 R1/R2 And Voluson Signauture Series Initial To BT15 With Cable | [39 empty] | Brand Name |  | Type | Laser | Size |  | Color |  | Material |  | Dimensions |  | For Use With | For LOGIQ S7 R1/R2 And Voluson Signauture Series Initial To BT15 | With | With Cable | [112 empty] | Trackball | Laser Trackball |  | https://services.gehealthcare.com/gehcstorefront/p/S9554922 |  |  |  |  | Asha
HCPB11_278 | GE Healthcare | SAT-A10634-11 |  | Handle Kit | Handle Kit For Proteus X-Ray System | [39 empty] | Brand Name |  | Type |  | Size |  | Color |  | Material |  | Dimensions |  | For Use With | For Proteus XRf X-Ray System | [114 empty] | Handle Kit | X-Ray System Handle Kit |  | https://services.gehealthcare.com/gehcstorefront/p/SAT-A10634-11 |  |  |  |  | Asha
HCPB11_279 | GE Healthcare | SFTF12A5S |  | Cuff | Blood Pressure Cuff With Forearm BP 2-Tube Purple 26-36Cm Dinaclick Connector | [9 empty] | https://www.beesmed.com/images/tn_218876.png | [29 empty] | Brand Name |  | Type | Blood Pressure | Size |  | Color |  | Material |  | Dimensions |  | For Use With |  | With | With Forearm BP 2-Tube Purple 26-36Cm Dinaclick Connector | [111 empty] | 20/Box | Blood Pressure Cuff | Dinaclick Blood Pressure Cuff |  | https://www.beesmed.com/medical-sys-info-cardio-sftf12a5s-cuff-blood-pressure-forearm-2tube-purple-36cm-dinaclick-p-227611.html?srsltid=AfmBOopX8HowEpu4hGHwBH6o5BtS5J1bZjXHV6cMTgbm5pe8wMipHyIM | https://www.beesmed.com/medical-sys-info-cardio-sftf12a5s-cuff-blood-pressure-forearm-2tube-purple-36cm-dinaclick-p-227611.html?srsltid=AfmBOoo4Ve7USVhA2GgkTPXp3BgXjY5U36EQNLd7vHqbYX6ffyNfEXhE |  |  |  | Asha
HCPB11_28 | Carestream Health | SP2G9242 |  | Battery | 2.8V Lithium Battery | [39 empty] | Brand Name |  | Type |  | Size |  | Color |  | Material |  | Dimensions |  | For Use With |  | Voltage Rating | 2.8V | Chemistry | Lithium | [110 empty] | Battery | Lithium Battery |  |  | https://integritymedicalservice.com/carestream-parts/carestream-evolution-parts/SP2G9242/ |  |  |  | Lakshmi_1
HCPB11_280 | GE Healthcare | T0552G |  | Electrical Insulating Oil | 1Gal Electrical Insulating Oil For AMX4/AMX4+ X-Ray System |  | The Oil is a specifically treated electrical insulating oil. This oil is used in CT BrightSpeed Edge Select 8 – Slice, XR Discovery XR656, Unassigned MV, XR Revolution XR/d, PET Discovery 610, XF Precision 500D, CT LightSpeed 7.X VCT 64-Slice and many other products. The oil has a negative gassing property which means it absorbs hydrogen gas. The oil is manufactured from hydrotreated naphthenic base oils which assures high electrical resistance. It is processed with an oxidation inhibitor which ensures excellent oxidative stability. The oil meets all the standards of a type II electrical insulating oil. The oil is packaged in a tin coated steel can. The can is cleaned and is free from debris before the oil transferred into the can. The tin plating helps to improve corrosive resistance properties of the can. The can is free from burrs or sharp edges making it safer to handle. | [7 empty] | https://services.gehealthcare.in/medias/T0552G-P1.jpg?context=bWFzdGVyfGltYWdlc3wzNTA0OTJ8aW1hZ2UvanBlZ3xhVzFoWjJWekwyZ3hOeTlvTnprdk9EZzROVFE1TnpjMU56Y3lOaTVxY0djfDNiYjlhYzliOWNkOTg5YmU2NGQxOTk0NGViZmNlMGVmOWE4NDFiMjJkNGQwMjIzYzk4ODllODZhZWMzMmIzODY | https://services.gehealthcare.in/medias/T0552G-P2.jpg?context=bWFzdGVyfGltYWdlc3w0MDMwNzV8aW1hZ2UvanBlZ3xhVzFoWjJWekwyZzVNaTlvWW1Rdk9EZzROVFV5TWpVMk16RXdNaTVxY0djfGMwNmIzOWQ5NTIxMTE0Mjk2NzVhZmRhOWI4ZjY0MGU5YTcyMzg1NWVkYzU0MWQwY2I4MDE5MWM3M2M0M2M4ZDQ | https://services.gehealthcare.in/medias/T0552G-T1.jpg?context=bWFzdGVyfGltYWdlc3wzMDcyMzh8aW1hZ2UvanBlZ3xhVzFoWjJWekwyZzVPQzlvTWpVdk9EZzROVFUwTmpnME5ERTVNQzVxY0djfDUyYzg5NjRmYTY5M2M4MTcyMjNkODI0N2NlNGU2YjhjYmNlZjVkNGRhMjljNTM2OGUwNzFkYzNmYTM0MWY2MWY | [14 empty] | High dielectric breakdown voltage | Negative gassing | Good chemical stability | High corrosion resistance | [9 empty] | Brand Name |  | Type |  | Size |  | Color |  | Material |  | Dimensions |  | For Use With | For AMX4/AMX4+ X-Ray System | Capacity | 1Gal | [112 empty] | Electrical Insulating Oil |  |  | https://services.gehealthcare.in/gehcstorefront/p/T0552G | https://www.cna-medical.com/GE-Healthcare-T0552G-XFMR-OIL-p/t0552g.htm |  |  |  | Asha
HCPB11_281 | Getinge Group | 113190AE |  | Control | 5VDC 2A Synthetic Polymer Cable Connected Hand Control | [26 empty] | Built-in Overload Protection | User-Friendly Grip Ergonomic | [11 empty] | Brand Name |  | Type | Cable Connected Hand | Size |  | Color |  | Material | High-Durability Synthetic Polymer | Dimensions |  | For Use With |  | Voltage Rating | 5VDC | Current Rating | 2A | Interface | Multi-Pin Connector | Operation Modes | Multiple Configurable | Approval | CE, FDA | Application | Surgical Tables, Patient Transport Trolleys, Hospital Beds, Diagnostic Imaging Equipment, Mobile Operating Tables, Intensive Care Units (ICU) Equipment | [102 empty] | Control | Cable Connected Hand Control |  |  | https://partsformed.com/en/catalog/parts-for-others-medical-equipment/getinge-group-113190ae-cable-connected-hand-control-eu-us/ |  |  |  | Deepika
HCPB11_282 | Getinge Group | 113358FC |  | Plate | 1-Piece Coded Leg Plate |  | Leg plate designed for use in hospitals and other medical settings. It features essential performance characteristics, is latex-free, and can be used with a variety of accessories. The leg plate is easy to mount and remove, and the pads can be easily removed or attached. It is compatible with various cleaning agents and disinfectants, making it easy to maintain. With its focus on safety and functionality, the Getinge 113358FC leg plate is a valuable asset for medical professionals | [7 empty] | https://s1.manualzz.com/store/data/069925426_1-ccb05b7a7e8e463f8636063d21052c45.png | [29 empty] | Brand Name |  | Type | 1-Piece, Coded Leg | Size |  | Color |  | Material |  | Dimensions |  | For Use With |  | Application | Hospitals and Other Medical Settings | [111 empty] | 1/Pack | Plate | Leg Plate | 1-Piece Coded Leg Plate |  | https://manualzz.com/doc/69925426/getinge-113358fc-leg-plate-one-piece-coded-usa-gs-betjeni... |  |  |  | Deepika
HCPB11_283 | Getinge Group | 118090A0 |  | Control | Cable Connected Hand Control |  | Getinge 118090A0 is a corded control device designed to provide convenient and efficient patient positioning during surgical procedures. With its intuitive button layout and clear visual indicators, it allows healthcare professionals to easily adjust the patient's position, ensuring optimal access and comfort throughout the surgery |  |  |  | 0.4Kg |  |  |  | https://s1.manualzz.com/store/data/069929964_1-279ee425c4c472e3be7282f19f2b4b12.png | [9 empty] | https://s1p.manualzz.com/store/data/069929964.pdf?key=f8a4d3c983e1968baa7570485c2f8ae3&r=1&fn=69929964.pdf&t=1747974749461&p=86400 | [19 empty] | Brand Name |  | Type | Cable Connected Hand | Size |  | Color |  | Material |  | Dimensions |  | For Use With |  | Operation Temperature Rating | 10 to 40 Deg C | Operation Relative Humidity | 30 to 75% | Protection Against Ingress of Liquids | IPX4 | Risk of Explosion | Class AP | [106 empty] | Control | Cable Connected Hand Control |  |  | https://manualzz.com/doc/69929964/getinge-118090a0-cable-connected-hand-control-instruction... |  |  |  | Deepika
HCPB11_284 | Getinge Group | 14040025 |  | Gasket | Gasket For 1400 LXP Door | [19 empty] | https://content.ilabsolutions.com/wp-content/uploads/2017/01/Lancer-1400LX-Glass-Washer.pdf | https://www.wolflabs.co.uk/document/Lancer_Glass-Washer_1400LX_manual.pdf | [18 empty] | Brand Name |  | Type |  | Size |  | Color |  | Material |  | Dimensions |  | For Use With | For 1400 LXP Door | [114 empty] | Gasket | Door Gasket |  |  | https://content.ilabsolutions.com/wp-content/uploads/2017/01/Lancer-1400LX-Glass-Washer.pdf |  |  |  | Deepika
HCPB11_285 | Getinge Group | 14050003 |  | Seal | Seal For 560 x 560 Door | [19 empty] | https://s05d902d45d5dfa01.jimcontent.com/download/version/1688460848/module/13981260827/name/Getinge_ULTIMA_manual.pdf | [19 empty] | Brand Name |  | Type |  | Size |  | Color |  | Material |  | Dimensions | 560 x 560mm | For Use With | For Door | [114 empty] | Seal | Door Seal |  |  | https://s05d902d45d5dfa01.jimcontent.com/download/version/1688460848/module/13981260827/name/Getinge_ULTIMA_manual.pdf |  |  |  | Deepika
HCPB11_286 | Getinge Group | 143390A0 |  | Control | Corded Hand Control For Mobile Operating Table | [19 empty] | https://www.getinge.com/dam/hospital/documents/english/yuno-ii-brochure--accessories-catalogue-anz-en-anz.pdf | [19 empty] | Brand Name |  | Type | Corded Hand | Size |  | Color |  | Material |  | Dimensions |  | For Use With | For Maquet Yuno II Mobile Operating Table | [114 empty] | Control | Corded Hand Control | Mobile Operating Table Hand Control |  | https://www.getinge.com/dam/hospital/documents/english/yuno-ii-brochure--accessories-catalogue-anz-en-anz.pdf |  |  |  | Deepika
HCPB11_287 | Getinge Group | 15308C |  | Filter | DPTE Hydrophobic Filter | [39 empty] | Brand Name |  | Type | DPTE | Size |  | Color |  | Material |  | Dimensions |  | For Use With | [115 empty] | Filter | Hydrophobic Filter | DPTE Hydrophobic Filter |  | https://www.fishersci.com/shop/products/NC1670138/NC1670138 | https://www.unitecd.com/e-catalog/request-information/?lingua=GB&x_artnr=227603&hcode=10495 |  |  | Deepika
HCPB11_288 | Getinge Group | 17020033 |  | Filter | Sterile HEPA H13 Filter | [9 empty] | https://www.washersolutions.com/wp-content/uploads/2024/06/9346.jpg | [9 empty] | https://content.ilabsolutions.com/wp-content/uploads/2017/01/Lancer-1400LX-Glass-Washer.pdf | [19 empty] | Brand Name |  | Type | Sterile HEPA H13 | Size |  | Color |  | Material |  | Dimensions |  | For Use With | [115 empty] | Filter | Sterile HEPA H13 Filter |  |  | https://www.washersolutions.com/product/getinge-17020033-hepa-filter-9346/ | https://content.ilabsolutions.com/wp-content/uploads/2017/01/Lancer-1400LX-Glass-Washer.pdf | https://www.wolflabs.co.uk/document/Lancer_Glass-Washer_820LX-910LX-1300LX_manual.pdf | https://www.washersolutions.com/product/getinge-17020033-hepa-filter-9346/ | Deepika
HCPB11_289 | Getinge Group | 2008673 |  | Cable | Spiral Cable With Plugs | [19 empty] | x | [19 empty] | Brand Name |  | Type | Spiral | Size |  | Color |  | Material |  | Dimensions |  | For Use With |  | With | With Plugs | [112 empty] | Cable | Spiral Cable | [6 empty] | Ranjitha
HCPB11_29 | Carestream Health | SP8G2614 |  | PM Kit | Classic Elit PM Kit For CR Systems | [39 empty] | Brand Name |  | Type | Classic Elit | Size |  | Color |  | Material |  | Dimensions |  | For Use With | For CR Systems | [114 empty] | PM Kit | Classic Elit PM Kit |  |  | https://www.carestream.com/tr/tr/-/media/publicsite/countries/turkey/pdf/yedek-parca-fiyat-listesi-2014.pdf | https://www.medicaloutfittersparts.com/shop/sp8g2614-carestream-classic-elite-pm-kit-pn-sp8g2614-25470 |  |  | Lakshmi_1
HCPB11_290 | Getinge Group | 2270244 |  | Battery Pack | 10.8V 700mAh Battery Pack | [19 empty] | x | [19 empty] | Brand Name |  | Type |  | Size |  | Color |  | Material |  | Dimensions |  | For Use With |  | Voltage | 10.8V | Capacity | 700mAh | [110 empty] | Battery Pack | [7 empty] | Ranjitha
HCPB11_291 | Getinge Group | 2310793 |  | Potentiometer | Complete Potentiometer | [19 empty] | x | [19 empty] | Brand Name |  | Type | Complete | Size |  | Color |  | Material |  | Dimensions |  | For Use With | [115 empty] | Potentiometer | Complete Potentiometer |  |  | https://www.volza.com/hs-codes/search/complete-part/turkey/ |  |  |  | Ranjitha
HCPB11_292 | Getinge Group | 28010001 |  | Sensor | Micro Level Sensor | [39 empty] | Brand Name |  | Type | Micro, Level | Size |  | Color |  | Material |  | Dimensions |  | For Use With | [115 empty] | Sensor | Micro Level Sensor |  |  | https://www.scribd.com/document/580911341/Bilaga-3-Reservdelsprislista |  |  |  | Deepika
HCPB11_293 | Getinge Group | 28020073 |  | Switch | 75-165/50-80 PSI Pressure Switch | [39 empty] | Brand Name |  | Type | Pressure | Size |  | Color |  | Material |  | Dimensions |  | For Use With |  | Pressure Rating | 75 to 165 PSI, 50 to 80 PSI | [112 empty] | Switch | Pressure Switch |  |  | https://www.scribd.com/document/580911341/Bilaga-3-Reservdelsprislista |  |  |  | Deepika
HCPB11_294 | Getinge Group | 31007614 |  | Belt | Fixation Belt | [19 empty] | https://asugi.sanita.fvg.it/export/sites/aas1/it/bandi-gara/_allegati/asugi/2021_det_375.pdf | [19 empty] | Brand Name |  | Type | Fixation | Size |  | Color |  | Material |  | Dimensions |  | For Use With | [115 empty] | Belt | Fixation Belt |  |  | https://asugi.sanita.fvg.it/export/sites/aas1/it/bandi-gara/_allegati/asugi/2021_det_375.pdf |  |  |  | Deepika
HCPB11_295 | Getinge Group | 31151774 |  | Grease | RENOLIT G-SAG 000 Special Grease For Shock Absorbers and Vibration Dampers |  | RENOLIT G-SAG 000 is a semi-liquid shock absorber grease that does not contain silicon compounds. Thanks to the use of a special synthetic base oil with a carefully selected package additive RENOLIT G-SAG 000 has high resistance to shock absorber fluids on mineral based. | [17 empty] | http://uniks42.ru/upload/products/6120/RENOLIT_G-SAG_000_ru.pdf | [6 empty] | Excellent compatibility with elastomers, especially Viton (fluorocarbon rubber) and Perbuanan (nitrile rubber) at 75 deg C, 120 deg C and in some cases at 200 deg C | Resistance to aging | Corrosion protection | Good anti-wear properties | Provides extremely low torque friction | [8 empty] | Brand Name | RENOLIT G-SAG 000 | Type | Special | Size |  | Color |  | Material |  | Dimensions |  | For Use With | For Shock Absorbers and Vibration Dampers | [114 empty] | RENOLIT G-SAG 000 | Special Grease | Shock Absorber Grease |  | http://uniks42.ru/upload/products/6120/RENOLIT_G-SAG_000_ru.pdf |  |  |  | Gagana
HCPB11_296 | Getinge Group | 31155761 |  | Cover Of Column | Middle Cover Of Column | [19 empty] | x | [19 empty] | Brand Name |  | Type | Middle | Size |  | Color |  | Material |  | Dimensions |  | For Use With | [115 empty] | Cover Of Column | Middle Cover Of Column | [6 empty] | Ranjitha
HCPB11_297 | Getinge Group | 31155771 |  | Cover Of Column | Upper Cover Of Column | [19 empty] | x | [19 empty] | Brand Name |  | Type | Upper | Size |  | Color |  | Material |  | Dimensions |  | For Use With | [115 empty] | Cover Of Column | Upper Cover Of Column | [6 empty] | Ranjitha
HCPB11_298 | Getinge Group | 31155781 |  | Cover Of Column | Top Cover Of Column | [19 empty] | x | [19 empty] | Brand Name |  | Type | Top | Size |  | Color |  | Material |  | Dimensions |  | For Use With | [115 empty] | Cover Of Column | Top Cover Of Column | [6 empty] | Ranjitha
HCPB11_299 | Getinge Group | 460029004 |  | Seal | 1830mm L High-Quality Rubber Seal For Door |  | Door Seal is an essential component for maintaining the integrity and efficiency of various medical devices. Produced by the renowned Getinge Group, this door seal ensures optimal performance and reliability. Below, you will find detailed technical characteristics and its applications in the medical field | [37 empty] | Brand Name |  | Type |  | Size |  | Color |  | Material | High-Quality Rubber | Dimensions |  | For Use With |  | Length | 1830mm | Temperature Resistance | High | Pressure Resistance | High | Durability | Long-lasting and Reliable | Application | Steam Sterilizers, Washer-Disinfectors, Autoclaves, Endoscope Reprocessors, Other Getinge Medical Equipment | [104 empty] | Seal | Door Seal |  |  | https://partsformed.com/en/catalog/sterilizer-autoclave-parts/getinge-group-460029004-door-seal/ | https://www.washersolutions.com/product/getinge-460029004-door-gasket-7651/ |  |  | Deepika
HCPB11_3 | Carestream Health | 46-270800G5C |  | Handswitch | Handswitch with RJ45 Integrated Cable | [9 empty] | https://i0.wp.com/radiologyonesource.com/wp-content/uploads/2023/01/46-270800g5c-new-1-scaled.jpg?resize=768%2C615&ssl=1 | https://i0.wp.com/radiologyonesource.com/wp-content/uploads/2023/01/46-270800g5c-new-2-scaled.jpg?resize=768%2C1024&ssl=1 | [28 empty] | Brand Name |  | Type |  | Size |  | Color |  | Material |  | Dimensions |  | For Use With |  | Includes | Pre-Exposure and Light Spring, RJ45 Integrated Cable | [112 empty] | Handswitch | Handswitch with Cable |  |  | https://radiologyonesource.com/shop/replacement-parts-and-components/hand-switch/new-ge-handswitch-with-pre-exposure-and-light-spring-integrated-cable-rj45/?srsltid=AfmBOorG97pp2UlOpH33EeB53vejbTYnuJCt09w6Gv_8CL8n_4jekhM1 | https://www.medicaloutfittersparts.com/shop/sp9g9498-46-270800g5c-carestream-amx-style-prep-expose-switch-assy-include-cable-pn-sp9g9498-46-270800g5c-25112?page=3&category=29 |  |  | Lakshmi_1
HCPB11_30 | Carestream Health | SP8H5022 |  | ASY-Cord Reel | ASY-Cord Reel For DRX-Revolution | [9 empty] | https://i.ebayimg.com/images/g/kcAAAOSwioJmdZZM/s-l1600.webp | [29 empty] | Brand Name |  | Type |  | Size |  | Color |  | Material |  | Dimensions |  | For Use With | For DRX-Revolution, GE AMX4 X-ray Machine | [114 empty] | ASY Cord Reel | DRX-Revolution ASY Cord Reel |  |  | https://www.medwrench.com/thread/115494/power-cord | https://www.ebay.com/itm/135114349526 |  |  | Lakshmi_1
HCPB11_300 | Getinge Group | 460111592 |  | Kit | 3/4in High-Grade Medical Silicone Gasket Kit |  | Gasket Kit Produced by the renowned Getinge Group, is a high-quality, essential component designed for various medical devices to ensure optimal performance and reliability. Below, you will find detailed technical characteristics and the list of medical devices where this Gasket Kit is utilized | [37 empty] | Brand Name |  | Type | Gasket | Size | 3/4in | Color |  | Material | High-Grade Medical Silicone | Dimensions |  | For Use With |  | Temperature Resistance | -40 to 200°C | Pressure Resistance | Up to 10 Bar | Standard | ISO 13485, FDA 21 CFR 177.2600 | Shelf Life | 5-Year | Application | Getinge Sterilizer, Getinge Washer-Disinfector, Getinge Autoclaves, Getinge Endoscope Reprocessor | [104 empty] | Gasket Kit | Silicone Gasket Kit |  |  | https://partsformed.com/en/catalog/sterilizer-autoclave-parts/getinge-460111592-gasket-kit/ | https://www.washersolutions.com/product/getinge-460111592-gasket-kit-75-10182/ |  |  | Deepika
HCPB11_301 | Getinge Group | 463096301 |  | Seal | 3155mm L Seal For Door | [9 empty] | https://www.washersolutions.com/wp-content/uploads/2024/06/1592-Custom-3.png | [9 empty] | https://api.troostwijkauctions.com/salefile/download/34428/6751601/160050?language=uk | [19 empty] | Brand Name |  | Type |  | Size |  | Color |  | Material |  | Dimensions |  | For Use With | For Door | Length | 3155mm | Chamber Size | 660 x 9mm | [110 empty] | Seal | Door Seal |  |  | https://api.troostwijkauctions.com/salefile/download/34428/6751601/160050?language=uk | https://www.washersolutions.com/product/getinge-463096301-door-gasket-26-x-36-3244/ |  |  | Deepika
HCPB11_302 | Getinge Group | 469191411 |  | Seal | 4750mm L Seal For GE900 Door | [9 empty] | https://www.washersolutions.com/wp-content/uploads/2024/06/3841.jpg | [29 empty] | Brand Name |  | Type |  | Size |  | Color |  | Material |  | Dimensions |  | For Use With | For GE900 Door | Length | 1450mm | [112 empty] | Seal | Door Seal |  |  | https://www.washersolutions.com/product/getinge-469191411-door-gasket-3841/ |  |  |  | Deepika
HCPB11_303 | Getinge Group | 469517302 |  | Switch | Pressure Switch for 207 CEQ-1, -1 | [9 empty] | https://www.washersolutions.com/wp-content/uploads/2024/06/11492.jpg | [29 empty] | Brand Name |  | Type | Pressure | Size |  | Color |  | Material |  | Dimensions |  | For Use With | For 207 CEQ-1, -1 | [114 empty] | Switch | Pressure Switch |  |  | https://www.52wmb.com/supplier/50615909 | https://www.washersolutions.com/product/getinge-469517302-pressure-switch-11492/ |  |  | Deepika
HCPB11_304 | Getinge Group | 469569601 |  | Pressure Switch | 1381V Pressure Switch | [9 empty] | https://www.washersolutions.com/product/getinge-469569601-pressure-switch-9084/ | [9 empty] | x | [19 empty] | Brand Name |  | Type |  | Size |  | Color |  | Material |  | Dimensions |  | For Use With |  | Voltage | 1381V | [112 empty] | Pressure Switch |  |  |  | https://www.washersolutions.com/product/getinge-469569601-pressure-switch-9084/ |  |  |  | Ranjitha
HCPB11_305 | Getinge Group | 469569603 |  | Pressure Switch | 1381V 5psi Pressure Switch | [9 empty] | https://www.washersolutions.com/wp-content/uploads/2024/06/4442.png | [9 empty] | x | [19 empty] | Brand Name |  | Type |  | Size |  | Color |  | Material |  | Dimensions |  | For Use With |  | Voltage | 1381V | Pressure Rating | 5psi | [110 empty] | Pressure Switch |  |  |  | https://www.washersolutions.com/product/getinge-469569603-air-control-pressostat-pressure-switch-4442/ |  |  |  | Ranjitha
HCPB11_306 | Getinge Group | 470802104 |  | Probe | 3 x 120mm Temperature Probe | [9 empty] | https://www.washersolutions.com/wp-content/uploads/2024/06/7289.jpg | [29 empty] | Brand Name |  | Type | Temperature | Size |  | Color |  | Material |  | Dimensions |  | For Use With |  | Diameter | 3mm | Length | 120mm | [110 empty] | Probe | Temperature Probe |  |  | https://www.scribd.com/document/580911341/Bilaga-3-Reservdelsprislista | https://www.washersolutions.com/product/getinge-470802104-temperature-probe-7289/ |  |  | Deepika
HCPB11_307 | Getinge Group | 477331301 |  | Chamber | Chamber For 86/88 Series Gasket | [9 empty] | https://www.washersolutions.com/wp-content/uploads/2024/06/9549.jpg | [29 empty] | Brand Name |  | Type |  | Size |  | Color |  | Material |  | Dimensions |  | For Use With | For 86/88 Series Gasket | [114 empty] | Chamber | Gasket Chamber |  |  | https://shop.steris.com/en/us/parts/477331301-gasket-chamber-764337789g | https://www.washersolutions.com/product/getinge-477331300-door-gasket-sub-to-477331301-1571/ | https://www.washersolutions.com/product/getinge-477331301-gasket-9549/ |  | Deepika
HCPB11_308 | Getinge Group | 478955001 |  | Check Valve | 3/8in Copper-Zinc Check Valve For GSS67H Sterilizer | [19 empty] | x | [19 empty] | Brand Name |  | Type |  | Size | 3/8in | Color |  | Material | Copper-Zinc | Dimensions |  | For Use With | For GSS67H Sterilizer | [114 empty] | Check Valve | GSS67H Sterilizer Check Valve |  |  | https://gkmcs.edu.pk/gallery/tenders/1709792695.pdf |  |  |  | Ranjitha
HCPB11_309 | Getinge Group | 479042024 | LEMA 50 AZ X1L 0E | Pump | LEMA 50 AZ X1L 0E Vacuum Pump | [19 empty] | x | [19 empty] | Brand Name |  | Type | Vacuum | Size |  | Color |  | Material |  | Dimensions |  | For Use With | [115 empty] | Vacuum Pump | LEMA 50 AZ X1L 0E Vacuum Pump | [6 empty] | Ranjitha
HCPB11_31 | Carestream Health | SP8H7541 |  | Tether Cable | Tether Cable For DRX Panel Portable X-Ray | [9 empty] | https://www.blockimaging.com/hubfs/Parts/68962_SP8H7541%20(2).jpg | [29 empty] | Brand Name |  | Type |  | Size |  | Color |  | Material |  | Dimensions |  | For Use With | For DRX Panel Portable X-Ray | [114 empty] | Tether Cable | DRX Panel Portable X-Ray Tether Cable |  |  | https://www.blockimaging.com/parts/sp8h7541-carestream-x-ray-tether-cable | https://www.dotmed.com/listing/portable-x-ray/carestream/sp8h7541/4367151 |  |  | Lakshmi_1
HCPB11_310 | Getinge Group | 48320013 |  | Gasket | Gray Medical-Grade Silicone Gasket For K5/K7 Door |  | Door Gasket is a premium quality component produced by the Getinge Group, a renowned name in the medical equipment industry. This door gasket is meticulously designed to ensure the optimal performance of your medical devices, ensuring that they meet stringent safety and efficiency standards | [37 empty] | Brand Name |  | Type |  | Size |  | Color | Gray | Material | Medical-Grade Silicone | Dimensions |  | For Use With | For K5/K7 Door | Temperature Resistance | Up to 200 Deg C | Elasticity | High | Standard | ISO 13485 | Durability | Long-Lasting with Minimal Wear and Tear | [106 empty] | Gasket | Door Gasket |  |  | https://partsformed.com/en/catalog/sterilizer-autoclave-parts/48320013-door-gasket-/ | https://www.washersolutions.com/product/getinge-48320013-door-seal-7346/ |  |  | Deepika
HCPB11_311 | Getinge Group | 498836500 |  | Jet Nozzle | 20mm L Silicone Jet Nozzle | [19 empty] | x | [19 empty] | Brand Name |  | Type |  | Size |  | Color |  | Material | Silicone | Dimensions |  | For Use With |  | Length | 20mm | [112 empty] | Jet Nozzle | Silicone Jet Nozzle | [6 empty] | Ranjitha
HCPB11_312 | Getinge Group | 499541600 |  | Valve | 3/4 x 1/2in Solenoid Valve | [9 empty] | https://www.washersolutions.com/wp-content/uploads/2024/06/5893.jpg | [9 empty] | https://documents.cdn.ifixit.com/BJSmctGTBowhfRFf.pdf | [19 empty] | Brand Name |  | Type | Solenoid | Size |  | Color |  | Material |  | Dimensions |  | For Use With |  | Inlet Size | 3/4in | Outlet Size | 1/2in | [110 empty] | Valve | Solenoid Valve |  |  | https://documents.cdn.ifixit.com/BJSmctGTBowhfRFf.pdf | https://www.washersolutions.com/product/getinge-499541600-solenoid-valve-5893/ |  |  | Deepika
HCPB11_313 | Getinge Group | 500344000 |  | Gasket | 0.75mm EPDM Gasket | [19 empty] | x | [19 empty] | Brand Name |  | Type |  | Size | 0.75mm | Color |  | Material | EPDM | Dimensions |  | For Use With | [115 empty] | Gasket | EPDM Gasket | [6 empty] | Ranjitha
HCPB11_314 | Getinge Group | 500362600 |  | Drain | Drain For 220 to 240V 50Hz 30W Pump | [39 empty] | Brand Name |  | Type |  | Size |  | Color |  | Material |  | Dimensions |  | For Use With | For 220 to 240V 50Hz 30W Pump | Application | WD15 Washer-Disinfector | [112 empty] | Drain | Pump Drain |  |  | https://partsformed.com/en/catalog/sterilizer-autoclave-parts/getinge-group-500362600-pump-drain-220-240v-50hz-30w-for-wd15/ | https://www.washersolutions.com/product/getinge-500362600-drain-pump-220-240v-11605/ |  |  | Deepika
HCPB11_315 | Getinge Group | 500405204 |  | Card | Unprogrammed Card For CPU | [39 empty] | Brand Name |  | Type | Unprogrammed | Size |  | Color |  | Material |  | Dimensions |  | For Use With | [115 empty] | Card | Unprogrammed Card | CPU Unprogrammed Card |  | https://www.washersolutions.com/product/getinge-500405204-cpu-card-6313/ |  |  |  | Deepika
HCPB11_316 | Getinge Group | 501596802 |  | Level Sensor | Polypropylene Level Sensor With Electromagnetic | [9 empty] | https://www.washersolutions.com/wp-content/uploads/2024/06/8443.jpg | [9 empty] | x | [19 empty] | Brand Name |  | Type |  | Size |  | Color |  | Material | Polypropylene | Dimensions |  | For Use With |  | With | With Electromagnetic | [112 empty] | Level Sensor | Electromagnetic Level Sensor |  |  | https://www.washersolutions.com/product/getinge-501596802-level-sensor-8443/ |  |  |  | Ranjitha
HCPB11_317 | Getinge Group | 501872400 |  | Pressure Switch | Pressure Switch | [19 empty] | x | [19 empty] | Brand Name |  | Type |  | Size |  | Color |  | Material |  | Dimensions |  | For Use With | [115 empty] | Pressure Switch |  |  |  | https://www.scribd.com/document/670748709/300999 |  |  |  | Ranjitha
HCPB11_318 | Getinge Group | 501931702 |  | Card | Card For PACS350 CPU/Board Relay | [9 empty] | https://www.washersolutions.com/wp-content/uploads/2024/06/7906.png | [29 empty] | Brand Name |  | Type |  | Size |  | Color |  | Material |  | Dimensions |  | For Use With | [115 empty] | Card | CPU/Board Relay Card |  |  | https://www.washersolutions.com/product/getinge-501931702-control-unit-pacs-350-7906/ | https://www.ebay.com/p/505463698 |  |  | Deepika
HCPB11_319 | Getinge Group | 502394601 |  | Switch | 19-16 Pressure Switch | [19 empty] | x | [19 empty] | Brand Name |  | Type | 19-16 Pressure | Size |  | Color |  | Material |  | Dimensions |  | For Use With | [115 empty] | Pressure Switch | 19-16 Pressure Switch | [6 empty] | Ranjitha
HCPB11_32 | Carestream Health | SP90078607 |  | Tank High Tension | Tank High Tension For DR /X-Ray | [39 empty] | Brand Name |  | Type | Europe Only | Size |  | Color |  | Material |  | Dimensions |  | For Use With | For DR/X-Ray, Direct Radiography | [114 empty] | Tank High Tension | DR/X-Ray Tank High Tension |  |  | https://pmbiomedical.com/products/img_parts_tank-high-tension-europe-only_57074 |  |  |  | Lakshmi_1
HCPB11_320 | Getinge Group | 503383401 |  | Bearing | 8 ID x 22mm OD Stainless Steel Bearing With Holes For Spraywing |  | BEARING FOR SPRAYWING, produced by Getinge Group, is a specialized component designed for precise applications in medical equipment. Recognized for its superior performance and reliability, this bearing is essential for maintaining the efficacy of various devices |  |  |  |  | 7mm |  |  | https://www.washersolutions.com/wp-content/uploads/2024/06/9964-scaled.jpg | [29 empty] | Brand Name |  | Type |  | Size |  | Color |  | Material | High-Grade Stainless Steel | Dimensions |  | For Use With |  | Inner Diameter | 8mm | Outer Diameter | 22mm | Load Capacity | 1.5kN (Dynamic), 0.75kN (Static) | Max Speed | 30000 RPM | Lubrication | Pre-Lubricated with Synthetic Grease | Temperature Range | -40 to 150 Deg C | Standard | ISO 9001, CE | With | Holes | [98 empty] | Bearing | Spraywing Bearing |  |  | https://partsformed.com/en/catalog/sterilizer-autoclave-parts/getinge-503383401-bearing-for-spraywing/ | https://www.washersolutions.com/product/getinge-503383401-bearing-spray-wing-9964/ |  |  | Deepika
HCPB11_321 | Getinge Group | 503383500 |  | Seal | Blue PVDF Seal For Spray Arm Bearing | [9 empty] | https://www.washersolutions.com/wp-content/uploads/2024/06/3708.jpg | [29 empty] | Brand Name |  | Type |  | Size |  | Color | Blue | Material | PVDF | Dimensions |  | For Use With | [115 empty] | Seal | Spray Arm Bearing Seal |  |  | https://partsformed.com/en/catalog/sterilizer-autoclave-parts/getinge-503383500-bearing-ring/ |  |  |  | Deepika
HCPB11_322 | Getinge Group | 503662700 |  | Sensor | 800mm L Level Sensor | [9 empty] | https://www.washersolutions.com/wp-content/uploads/2024/06/7660-2.jpg | [29 empty] | Brand Name |  | Type | Level | Size |  | Color |  | Material |  | Dimensions |  | For Use With |  | Length | 800mm | [112 empty] | Sensor | Level Sensor |  |  | https://www.scribd.com/document/670748709/300999 | https://www.washersolutions.com/product/getinge-503662700-level-sensor-7660/ |  |  | Deepika
HCPB11_323 | Getinge Group | 511533 |  | Valve | Pressure Regulator Valve | [9 empty] | https://i.ebayimg.com/images/g/H7EAAOSwsL5nmqEw/s-l500.png | [29 empty] | Brand Name |  | Type | Pressure Regulator | Size | 1in | Color |  | Material |  | Dimensions |  | For Use With |  | Connection | NPT | Pressure Rating | 1.4 to 4 Bar, 10 to 58 PSI | [110 empty] | Valve | Pressure Regulator Valve |  |  | https://www.washersolutions.com/product/getinge-511533-pressure-regulator-valve-3731/ | https://www.ebay.com/itm/256798781186 |  |  | Deepika
HCPB11_324 | Getinge Group | 513684 |  | Filter | Element Filter | [19 empty] | x | [19 empty] | Brand Name |  | Type | Element | Size |  | Color |  | Material |  | Dimensions |  | For Use With | [115 empty] | Filter | Element Filter | [6 empty] | Ranjitha
HCPB11_325 | Getinge Group | 513687 |  | Conditioning Package | Conditioning Package For MP106 Steam Sterilizers | [19 empty] | x | [19 empty] | Brand Name |  | Type |  | Size |  | Color |  | Material |  | Dimensions |  | For Use With | For MP106 Steam Sterilizers | [114 empty] | Conditioning Package | MP106 Steam Sterilizers Conditioning Package | [6 empty] | Ranjitha
HCPB11_326 | Getinge Group | 536515 |  | Element | 18KW 208V 3-Phase Heating Element For Steam Generator | [9 empty] | https://www.washersolutions.com/wp-content/uploads/2024/06/2640-2.jpg | [9 empty] | https://documents.cdn.ifixit.com/BJSmctGTBowhfRFf.pdf | [19 empty] | Brand Name |  | Type | Heating | Size |  | Color |  | Material |  | Dimensions |  | For Use With | For Steam Generator | Power Rating | 18KW | Voltage Rating | 208V | Number of Phase | 3 | [108 empty] | Element | Heating Element | Steam Generator Heating Element |  | https://www.washersolutions.com/product/getinge-536515-heater-18kw-208v-3-phase-2640/ | https://documents.cdn.ifixit.com/BJSmctGTBowhfRFf.pdf |  |  | Deepika
HCPB11_327 | Getinge Group | 536522 |  | Element | 12KW 208V 3-Phase Heating Element For Steam Generator | [9 empty] | https://www.washersolutions.com/wp-content/uploads/2024/06/2643.jpg | [9 empty] | https://documents.cdn.ifixit.com/BJSmctGTBowhfRFf.pdf | [19 empty] | Brand Name |  | Type | Heating | Size |  | Color |  | Material |  | Dimensions |  | For Use With | For Steam Generator | Power Rating | 12KW | Voltage Rating | 208V | Number of Phase | 3 | Includes | 6-Bolt Flange | [106 empty] | Element | Heating Element | Steam Generator Heating Element |  | https://www.washersolutions.com/product/getinge-536522-heater-12kw-208v-6-bolt-flange-2643/ | https://documents.cdn.ifixit.com/BJSmctGTBowhfRFf.pdf |  |  | Deepika
HCPB11_328 | Getinge Group | 54190 |  | Kit | 3/4in Solenoid Valve Repair Spare Parts Kit For Bulk Sterilizers and Sterilizer Washers |  |  |  |  | 3522, 3523, 3525, 3533, 3622, 3623 and 3633 |  |  |  |  | https://www.washersolutions.com/wp-content/uploads/2024/06/2307.jpg-1.jpg.JPG | [9 empty] | https://www.rpiparts.com/pdf/feb08_castlegetinge.pdf | [19 empty] | Brand Name |  | Type | Solenoid Valve Repair Spare Parts | Size | 3/4in | Color |  | Material |  | Dimensions |  | For Use With | For Bulk Sterilizers and Sterilizer Washers | [114 empty] | Solenoid Valve Parts Kit | Valve Repair Kit |  |  | https://www.washersolutions.com/product/getinge-54190-valve-rebuild-kit-3-4-2648/ | https://aerobasegroup.com/part-number/54190_01-254-4111 |  |  | Gagana
HCPB11_329 | Getinge Group | 560953202 |  | Gasket | 158/120mm Graphite Gasket |  | Gasket, produced by the Getinge Group, is a highly reliable component used in a range of medical devices. Here we provide a detailed list of its technical characteristics and the medical devices where it is commonly utilized | [7 empty] | https://www.washersolutions.com/wp-content/uploads/2024/06/9115.jpg | [29 empty] | Brand Name |  | Type |  | Size | 158/120mm | Color |  | Material | Graphite/High-Grade Elastomer | Dimensions |  | For Use With |  | Temperature Range | -40 to 200 Deg C | Standard | FDA, ISO | Application | Autoclaves, Sterilizers, Washer-Disinfectors, Medical Gas Systems, Medical Gas Systems, Pharmaceutical Manufacturing Equipment | [108 empty] | Gasket | Graphite Gasket |  |  | https://partsformed.com/en/catalog/sterilizer-autoclave-parts/getinge-560953202-gasket/ | https://www.washersolutions.com/product/getinge-560953202-gasket-158-120mm-graphite-9115/ |  |  | Deepika
HCPB11_33 | Carestream Health | SP9G3785 |  | Collimator Assembly | Collimator Assembly For DRX-Revolution | [9 empty] | https://i.ebayimg.com/00/s/MTYwMFgxMjAw/z/OQMAAOSw445jswEH/$_12.JPG?set_id=880000500F | https://i.ebayimg.com/00/s/MTYwMFgxMjAw/z/2O0AAOSwnp9jswEI/$_12.JPG?set_id=880000500F | https://i.ebayimg.com/00/s/MTYwMFgxMjAw/z/ShUAAOSwQoxjswEJ/$_12.JPG?set_id=880000500F | https://i.ebayimg.com/00/s/MTYwMFgxMjAw/z/P4QAAOSw9dFjswEJ/$_12.JPG?set_id=880000500F | https://i.ebayimg.com/00/s/MTYwMFgxMjAw/z/FG0AAOSwzyhjswEL/$_12.JPG?set_id=880000500F | https://i.ebayimg.com/00/s/MTYwMFgxMjAw/z/21QAAOSwNv9jswEN/$_12.JPG?set_id=880000500F | https://i.ebayimg.com/00/s/MTYwMFgxMjAw/z/MfkAAOSw6Z5jswEO/$_12.JPG?set_id=880000500F | https://i.ebayimg.com/00/s/MTIwMFgxNjAw/z/h-gAAOSwo0RjswEM/$_12.JPG?set_id=880000500F | [22 empty] | Brand Name |  | Type |  | Size |  | Color |  | Material |  | Dimensions |  | For Use With | For DRX-Revolution | [114 empty] | Collimator Assembly | DRX-Revolution Collimator Assembly |  |  | https://chepestdiscount.ru/product/385330392295 | https://www.ebay.com/itm/385330392295 |  |  | Lakshmi_1
HCPB11_330 | Getinge Group | 561078201 |  | Transmitter | G3/4in Aisi 316L Pressure Transmitter For PAA 15/5 B | [19 empty] | https://api.troostwijkauctions.com/salefile/download/34428/6751601/160050?language=uk | [19 empty] | Brand Name |  | Type | Pressure | Size | G3/4in | Color |  | Material | Aisi 316l | Dimensions |  | For Use With | For PAA 15/5 B | Pressure Rating | 0 to 5 Bar | [112 empty] | Transmitter | Pressure Transmitter |  |  | https://www.washersolutions.com/product/getinge-561078201-pressure-transmitter-4918/ | https://api.troostwijkauctions.com/salefile/download/34428/6751601/160050?language=uk |  |  | Deepika
HCPB11_331 | Getinge Group | 561210703 |  | Steam Trap | 1/2in 13bar Chrome Balanced Pressure Thermostatic Steam Trap | [9 empty] | https://www.washersolutions.com/wp-content/uploads/2024/06/7341.jpg | [9 empty] | x | [19 empty] | Brand Name |  | Type | Balanced Pressure Thermostatic | Size | 1/2in | Color |  | Material | Chrome | Dimensions |  | For Use With |  | Orientation | Horizontal | Pressure Rating | 13bar | [110 empty] | Steam Trap | Balanced Pressure Thermostatic Steam Trap |  |  | https://www.washersolutions.com/product/getinge-561210703-steam-trap-1-2-chrome-7341/ |  |  |  | Ranjitha
HCPB11_332 | Getinge Group | 563110671 |  | Kit | Spare Part Electrode Kit | [9 empty] | https://www.washersolutions.com/wp-content/uploads/2024/06/9182.jpg | [29 empty] | Brand Name |  | Type | Spare Part Electrode | Size |  | Color |  | Material |  | Dimensions |  | For Use With | [115 empty] | Electrode Kit | Spare Part Electrode Kit |  |  | https://www.washersolutions.com/product/getinge-563110671-spare-parts-kit-9182/ |  |  |  | Deepika
HCPB11_333 | Getinge Group | 569918901 |  | Valve | G1/2in DN10 Psiton Valve | [9 empty] | https://www.washersolutions.com/wp-content/uploads/2024/06/9559.jpg | [29 empty] | Brand Name |  | Type | Piston | Size | G1/2in | Color |  | Material |  | Dimensions |  | For Use With | For Sterilizer | Nominal Diameter | 10mm | Application | Hospital | [110 empty] | Valve | Psiton Valve |  |  | https://www.eximpedia.app/companies/getinge-logistics-ab/23007901 | https://www.washersolutions.com/product/getinge-569918901-valve-piston-9559/ |  |  | Deepika
HCPB11_334 | Getinge Group | 570038801 |  | Valve | G3/4in Bornze 2-Way Pneumatic Psiton Valve | [9 empty] | https://www.washersolutions.com/wp-content/uploads/2024/06/5212-3.jpeg | [9 empty] | https://api.troostwijkauctions.com/salefile/download/34428/6751601/160050?language=uk | [19 empty] | Brand Name |  | Type | 2-Way, Piston, Pneumatic, Angle Body | Size | G3/4in | Color |  | Material | Bornze | Dimensions |  | For Use With |  | Valve Operation | Air | [112 empty] | Valve | Psiton Valve | 2-Way Pneumatic Psiton Valve |  | https://www.ebay.com/itm/186753596969 | https://api.troostwijkauctions.com/salefile/download/34428/6751601/160050?language=uk | https://www.washersolutions.com/product/getinge-570038801-2-2-way-angle-body-globe-piston-valve-3-4-bronze-nc-5212/ |  | Deepika
HCPB11_335 | Getinge Group | 570076703 |  | Gasket | 5 x 1in EPDM Gasket | [39 empty] | Brand Name |  | Type |  | Size |  | Color |  | Material | EPDM | Dimensions | 5 x 1in | For Use With | [115 empty] | Gasket | EPDM Gasket |  |  | https://www.scribd.com/document/580911341/Bilaga-3-Reservdelsprislista | https://www.washersolutions.com/product/getinge-570076703-gasket-11733/ |  |  | Deepika
HCPB11_336 | Getinge Group | 570110101 |  | Valve | 3/4in Stainless Steel 2-Way Pneumatic Psiton Globe Valve | [9 empty] | https://www.washersolutions.com/wp-content/uploads/2024/06/7066.jpg | [29 empty] | Brand Name |  | Type | 2-Way, Piston, Pneumatic, Angle Body, Globe | Size | 3/4in | Color |  | Material | Stainless Steel | Dimensions |  | For Use With | [115 empty] | Valve | Globe Valve | Pneumatic Psiton Globe Valve |  | https://www.aliexpress.com/i/1005006810275509.html | https://www.washersolutions.com/product/getinge-570110101-valve-piston-3-4-ss-7066/ |  |  | Deepika
HCPB11_337 | Getinge Group | 570121304 |  | Paper | 40mm Folded Paper | [39 empty] | Brand Name |  | Type | Folded | Size | 40mm | Color |  | Material |  | Dimensions |  | For Use With | [115 empty] | Paper | Folded Paper |  |  | https://www.washersolutions.com/product/getinge-570121304-folded-paper-per-box-40mm-5732/ |  |  |  | Deepika
HCPB11_338 | Getinge Group | 570262401 |  | Motor | Stainless Steel/Aluminum Pneumatic Door Motor | [19 empty] | https://api.troostwijkauctions.com/salefile/download/34428/6751601/160050?language=uk | https://api.troostwijkauctions.com/salefile/download/34428/6751601/160050?language=uk | [18 empty] | Brand Name |  | Type | Pneumatic | Size |  | Color |  | Material | Stainless Steel/Aluminum | Dimensions |  | For Use With | For PIV-S020/S5030 Door | [114 empty] | Motor | Door Motor | Pneumatic Door Motor |  | https://api.troostwijkauctions.com/salefile/download/34428/6751601/160050?language=uk |  |  |  | Deepika
HCPB11_339 | Getinge Group | 570264904 |  | Disc | 2in EPDM Rupture Disc | [39 empty] | Brand Name |  | Type | Rupture | Size | 2in | Color |  | Material | EPDM | Dimensions |  | For Use With | [115 empty] | Disc | Rupture Disc |  |  | https://www.e-a-g.ru/brands/catalog-getinge/ | https://www.washersolutions.com/product/getinge-570264904-rupture-disc-8311/ |  |  | Deepika
HCPB11_34 | Carestream Health | SP9G6130 |  | Cap | Cap For Portable X-Ray Inner Tube Arim Kit |  |  | 120 Days | [6 empty] | https://suntronixmedicalimaging.com/wp-content/uploads/2025/04/SP9G6130-1080x675.jpg | [29 empty] | Brand Name |  | Type |  | Size |  | Color |  | Material |  | Dimensions |  | For Use With | For Portable X-Ray Inner Tube Arim Kit | [114 empty] | Cap | Tube Arm Inner Cap | Inner Tube Kit Cap |  | https://suntronixmedicalimaging.com/?s=SP9G6130 | https://integritymedicalservice.com/carestream-parts/revolution-plus-parts/SP9G6130/ |  |  | Asha
HCPB11_340 | Custom | 570316401 |  | Printer | 5VDC Custom Impact Panel Printer | [5 empty] | 362g | 119mm | 45.5mm | [31 empty] | Brand Name |  | Type | Custom, Impact Panel | Size |  | Color |  | Material |  | Dimensions |  | For Use With |  | Voltage Rating | 5VDC | Application | Stampanti | Paper Width | 58mm | Roll Diameter | 50mm | Length | 119mm | [104 empty] | Printer | Impact Panel Printer | Custom Impact Panel Printer |  | https://www.bamershop.com/en/printers-for-industry/13394-custom-fh190-40s-3-0001-stampante-a-impatto-da-pannello-rs232-5vdc-40col-915af010300133.html | https://www.scribd.com/document/580911341/Bilaga-3-Reservdelsprislista |  |  | Deepika
HCPB11_341 | Getinge Group | 570357802 |  | Valve | 3/8in Stainless Steel 2-Way Pneumatic Psiton Valve | [9 empty] | https://www.washersolutions.com/wp-content/uploads/2024/06/9662.jpg | [29 empty] | Brand Name |  | Type | 2-Way, Piston, Pneumatic | Size | 3/8in | Color |  | Material | Stainless Steel | Dimensions |  | For Use With | [115 empty] | Valve | Psiton Valve | Pneumatic Psiton Valve |  | https://www.washersolutions.com/product/getinge-570357802-valve-piston-9662/ |  |  |  | Deepika
HCPB11_342 | Getinge Group | 570433801 |  | Printer | Thermal Panel Printer | [9 empty] | https://www.washersolutions.com/wp-content/uploads/2024/06/11435.jpg | [29 empty] | Brand Name |  | Type | Thermal Panel | Size |  | Color |  | Material |  | Dimensions |  | For Use With | [115 empty] | Printer | Thermal Panel Printer |  |  | https://www.scribd.com/document/580911341/Bilaga-3-Reservdelsprislista | https://www.washersolutions.com/product/getinge-570433801-printer-11435/ |  |  | Deepika
HCPB11_343 | Getinge Group | 579097414 |  | Seal | 20mm dia Door Seal For 4750 Sterilizers | [19 empty] | x | [19 empty] | Brand Name |  | Type | Door | Size |  | Color |  | Material |  | Dimensions |  | For Use With |  | Diameter | 20mm | [112 empty] | Seal | Door Seal |  |  | https://www.volza.com/p/lead-or-seal/export/export-from-swaziland/hsn-code-4016/ |  |  |  | Ranjitha
HCPB11_344 | Getinge Group | 6001134975 |  | Kit | 7.5/8.1Kw 200/208V Heat Element Kit For Heater | [9 empty] | https://www.washersolutions.com/wp-content/uploads/2024/06/11656-2.jpg | [29 empty] | Brand Name |  | Type | Heat Element | Size |  | Color |  | Material |  | Dimensions |  | For Use With | For Heater | Voltage Rating | 200/208V | Power Rating | 7.5/8.1Kw | Includes | 56.52 x 5.33 O-Ring | [108 empty] | Element Kit | Heater Element Kit |  |  | https://www.scribd.com/document/670748709/300999 | https://www.washersolutions.com/product/getinge-6001134975-heater-7-5kw-200v-11656/ |  |  | Deepika
HCPB11_345 | Getinge Group | 6001329101 |  | EL Motor | EL Motor With Transmission | [9 empty] | https://www.washersolutions.com/wp-content/uploads/2024/06/10291.jpg | [29 empty] | Brand Name |  | Type |  | Size |  | Color |  | Material |  | Dimensions |  | For Use With |  | With | With Transmission | [112 empty] | EL Motor | EL Motor With Transmission |  |  | https://www.washersolutions.com/product/getinge-6001329101-el-motor-with-transmission-10291/ |  |  |  | Gagana
HCPB11_346 | Getinge Group | 6001755901 | PT-1000 | Probe | PT-1000 1450mm Double Elbowed RTD Temperature Probe For Basin Washer | [39 empty] | Brand Name |  | Type | Double Elbowed, RTD Temperature | Size | 1450mm | Color |  | Material |  | Dimensions |  | For Use With | For Basin Washer | [114 empty] | Temperature Sensor | PT-1000 Temperature Probe |  |  | https://www.washersolutions.com/product/getinge-6001755901-temperature-sensor-11706/ | https://www.reservedel.no/temperaturfoler-pt-1000-for-getinge-bekkenspyler-1040092 |  |  | Gagana
HCPB11_347 | Getinge Group | 6002405275 |  | Kit | Dryer Fan Kit | [39 empty] | Brand Name |  | Type | Dryer Fan | Size |  | Color |  | Material |  | Dimensions |  | For Use With | [115 empty] | Fan Kit | Dryer Fan Kit |  |  | https://www.washersolutions.com/product/getinge-6002405275-dryer-fan-kit-10912/ |  |  |  | Gagana
HCPB11_348 | Getinge Group | 6003000806 |  | Filter | Sterilization Drain Filter | [39 empty] | Brand Name |  | Type | Sterilization Drain | Size |  | Color |  | Material |  | Dimensions |  | For Use With |  | Latex Free | Yes | [111 empty] | 100/Pack | Sterilization Drain Filter | DBD-Filter Drain Sonic |  |  | https://www.graylinemedical.com/products/getinge-sterilization-drain-filters-dbd-filter-drain-sonic-6003000806?srsltid=AfmBOorgJmDGwlpFu3YXWEv0gguItDICvt4w7V-1N9hgFXp5M2PIoOL3 |  |  |  | Gagana
HCPB11_349 | Getinge Group | 6003000844 |  | Adapter | Triton XI Adapter For 1101 Ultrasonic Cleaner |  |  |  |  | 1101 Ultrasonic Cleaner | [14 empty] | https://info.ncdhhs.gov/dhsr/coneed/reviews/2024/apr/4431%20Vance%20MPH%20943326%20No%20Review.pdf | [19 empty] | Brand Name | Triton XI | Type |  | Size |  | Color |  | Material |  | Dimensions |  | For Use With | [114 empty] | 10/Pack | Triton XI Adapters | Ultrasonic Cleaner Adapters |  |  | https://info.ncdhhs.gov/dhsr/coneed/reviews/2024/apr/4431%20Vance%20MPH%20943326%20No%20Review.pdf |  |  |  | Gagana
HCPB11_35 | Carestream Health | SP9J2668 |  | Assembly | Fan Cover Assembly | [9 empty] | https://www.medicaloutfittersparts.com/web/image/product.product/16952/image_1024/%5BSP9J2668%2CJORGE%5D%20Carestream%20Assy%20Cover%20Fan%2C%20PN%20SP9J2668%2CJORGE?unique=e7180f3 | https://www.medicaloutfittersparts.com/web/image/product.image/7417/image_1024/Carestream%20Assy%20Cover%20Fan%2C%20PN%20SP9J2668%2CJORGE?unique=6bd39e5 | [28 empty] | Brand Name |  | Type | Fan Cover | Size |  | Color |  | Material |  | Dimensions |  | For Use With | For DR /X-ray, Direct Radiography | [114 empty] | Cover Assembly | Fan Cover Assembly |  |  | https://www.medicaloutfittersparts.com/shop/sp9j2668-jorge-carestream-assy-cover-fan-pn-sp9j2668-jorge-29719 | https://integritymedicalservice.com/carestream-parts/revolution-plus-parts/SP9J2668/ | https://pmbiomedical.com/products/img_parts_assembly-cover-fan_58020 |  | Asha
HCPB11_350 | Getinge Group | 6007000646 |  | Sleeve | 4/10CSM Sleeve For RGI 300 |  |  |  |  | RGI 300 | [34 empty] | Brand Name |  | Type | CSM | Size |  | Color |  | Material |  | Dimensions |  | For Use With |  | Thick | 4/10 | [112 empty] | CSM Sleeve | RGI 300 CSM Sleeve | CSM Sleeve Thick 4/10 |  | https://www.unitecd.com/e-catalog/request-information/?lingua=I&x_artnr=227604 | https://www.fishersci.com/shop/products/NC1672771/NC1672771 |  |  | Gagana
HCPB11_351 | Getinge Group | 6013119501 |  | Packing | Rebuild Packing For 6013114201, ASCO 325697 |  |  |  |  | 6013114201, ASCO 325697 |  |  |  |  | https://i.ebayimg.com/images/g/okEAAOSwvKdnPODx/s-l960.webp | https://i.ebayimg.com/images/g/0B8AAOSwLeVnPOEI/s-l1600.webp | https://i.ebayimg.com/images/g/2xsAAOSw719nPOE8/s-l1600.webp | https://i.ebayimg.com/images/g/qdkAAOSwci9nPOE0/s-l1600.webp | [26 empty] | Brand Name |  | Type | Rebuild | Size |  | Color |  | Material |  | Dimensions |  | For Use With | [115 empty] | Rebuild Packing | Rebuild Kit |  |  | https://picclick.com/Getinge-Castle-PN-6013119501-K325697-REBUILD-267070219295.html | https://www.ebay.com/itm/267070219295 |  |  | Gagana
HCPB11_352 | Getinge Group | 6013141601 |  | Valve | 1in Stainless Steel Normally Closed 2-Way Pneumatic Angle Body Valve | [9 empty] | https://www.washersolutions.com/wp-content/uploads/2024/06/11069.jpg | [29 empty] | Brand Name |  | Type | 2-Way Pneumatic Angle Body | Size | 1in | Color |  | Material | Stainless Steel | Dimensions |  | For Use With |  | Configuration | Normally Closed | [112 empty] | Pneumatic Angle Body Valve | 2-Way NC Valve | Angle Body Valve |  | https://www.washersolutions.com/product/getinge-6013141601-pneumatic-valve-2-way-nc-1-ss-sub-to-6034800290-11069-2/ |  |  |  | Gagana
HCPB11_353 | Getinge Group | 6013154801 |  | Membrane | TriSep 4 x 26 Membrane | [39 empty] | Brand Name | TriSep | Type |  | Size |  | Color |  | Material |  | Dimensions | 4 x 26 | For Use With | [115 empty] | Membrane | TriSep Membrane | [6 empty] | Gagana
HCPB11_354 | Getinge Group | 6013155001 |  | Cartridge | Filter Cartridge | [39 empty] | Brand Name |  | Type | Filter | Size |  | Color |  | Material |  | Dimensions |  | For Use With | [115 empty] | Cartridge | Filter Cartridge | [6 empty] | Gagana
HCPB11_355 | Getinge Group | 6013209301 | SRB400 | Package | SRB400 PM Package Without Membranes | [39 empty] | Brand Name |  | Type | PM | Size |  | Color |  | Material |  | Dimensions |  | For Use With |  | Without | Without Membranes | [112 empty] | PM Package | PM Kit | PM Kit Without Membranes |  | https://www.washersolutions.com/product/getinge-6013209301-pm-pack-srb400-w-o-membranes-12021/ |  |  |  | Gagana
HCPB11_356 | Getinge Group | 6023996703 |  | Exchanger | Heat Exchanger | [9 empty] | https://www.picclickimg.com/images/g/MLYAAOSwujdnibau/s-l1600.jpg | https://www.picclickimg.com/images/g/yGsAAOSwLPJnibbG/s-l1600.jpg | https://www.picclickimg.com/images/g/GxwAAOSwF3VnibbO/s-l1600.jpg | https://www.picclickimg.com/images/g/UW8AAOSw5W9nibba/s-l1600.jpg | [26 empty] | Brand Name |  | Type | Heat | Size |  | Color |  | Material |  | Dimensions |  | For Use With | [115 empty] | Heat Exchanger |  |  |  | https://picclick.com/GETINGE-6023996703-Heat-Exchanger-356476112555.html |  |  |  | Gagana
HCPB11_357 | Getinge Group | 6027474201 |  | Valve | Solenoid Valve | [39 empty] | Brand Name |  | Type | Solenoid | Size |  | Color |  | Material |  | Dimensions |  | For Use With | [115 empty] | Solenoid Valve | [7 empty] | Gagana
HCPB11_358 | Getinge Group | 61301601248 |  | Package | 110V 60Hz Device Booster Pump Package For 600 Series Steam Sterilizers |  |  |  |  | 600 Series Steam Sterilizers | [14 empty] | https://documents.cdn.ifixit.com/dxqyFr3HduI2gRVT.pdf | [19 empty] | Brand Name |  | Type | Booster Pump | Size |  | Color |  | Material |  | Dimensions |  | For Use With |  | Volatge | 110V | Frequency | 60Hz | Includes | (1) 700218 Copy This Bom With Each Package; (1) 700204 Pump Package, Booster, BSC; (1) 24066 Ctn, Shpng, RSC, 24.75 x 13 x 11.7; (1) W1273 Diag, Wiring, Optional Equipment; (1) 530403 Pump,Centrifugal, 0.75 hp, 60 Hz; (1) 61301601236 Box Assembly,1/F, Pump/Motor, 12 A; (1) 61301601245 Cord Assembly, 11a1p-2a6p, 20 ft; (1) 61301601246 Cord Assembly, 11a To 1b, 16 ft; (2) B0105 Nut, Wire, 2#18min, 2#16max; (1) 530584 Relay, Overload, IEC, 9-13 A; (1) Label, Rating, Device | [108 empty] | Booster Pump Package | Sterilizers Pump Package |  |  | https://documents.cdn.ifixit.com/dxqyFr3HduI2gRVT.pdf |  |  |  | Gagana
HCPB11_359 | Getinge Group | 61301601272 |  | Paper | 25m L Type 1 & 2 Sterilization Blank Grid Roll Paper |  |  |  |  | Critikon 8730 and 8731, Pro 400 and Compact S/t/ts, Criticare 8100e, 8100ep, Photal Otsuka Breath Analyzer, Criticare 506dxn2 |  | 60mm |  |  | https://imgcdn.mckesson.com/CumulusWeb/Images/Original_Image/402457.jpg | [16 empty] | Help you maintain a detailed, organized program of sterility assurance documentation with easy-to-use, long-lasting materials | Several types of charts to record time and temperature of each load in graphic format | Various inks and stylus assemblies for use with indicating controller recorders | Paper rolls and ribbons that document and record cycle performance | [9 empty] | Brand Name |  | Type | Type 1 & 2, Sterilization, Blank Grid Roll | Size |  | Color |  | Material |  | Dimensions |  | For Use With |  | Length | 25m | Latex Free | No | [109 empty] | 10 Rolls/Pack | Sterilization Paper | Type 1 & 2 Paper Roll | Core Paper Roll |  | https://mms.mckesson.com/product/402457/Healthmark-Industries-61301601272 | https://www.lifelinemedical.net/product/getinge-paper-roll-type-1-2-61301601272/ | https://www.graylinemedical.com/products/getinge-recording-products-core-paper-roll-61301601272?srsltid=AfmBOorMv3NnR14cvhzxqHMr_U3h_kSjfG7UgmEoHd8ZXDCXSlyoT_AW |  | Gagana
HCPB11_36 | Carestream Health | SP9J2723 |  | Barcode Reader | Barcode Reader | [39 empty] | Brand Name |  | Type |  | Size |  | Color |  | Material |  | Dimensions |  | For Use With | [115 empty] | Barcode Reader |  |  |  | https://integritymedicalservice.com/carestream-parts/carestream-cr/SP9J2723/ | https://www.medicaloutfittersparts.com/shop/sp9j2723-carestream-barcode-reader-pn-sp9j2723-25287 | https://www.medicaloutfittersparts.com/shop/sp9j2723-carestream-barcode-reader-pn-sp9j2723-25287?page=14&order=name |  | Asha
HCPB11_360 | Getinge Group | 61301601737 |  | Kit | Rebuild Kit For 400 Series Bulk Sterilizers and Endoscope Processing Systems |  |  |  |  | 61301601695, 400 Series Bulk Sterilizers and Endoscope Processing Systems |  |  |  |  | https://cdn11.bigcommerce.com/s-16q4f5gytp/images/stencil/1280x1280/products/153259/180692/CSK020__38207.1670264893.GIF?c=1 | [9 empty] | https://documents.cdn.ifixit.com/BJSmctGTBowhfRFf.pdf | [19 empty] | Brand Name |  | Type | Rebuild | Size |  | Color |  | Material |  | Dimensions |  | For Use With | [115 empty] | Rebuild Kit | Valve Rebuild Kit |  |  | https://www.rpiparts.com/PartPage_mobile.aspx?equip=4&oem=13&model=3036&rpinum=CSK020 | https://store.cevimed.com/solenoid-valve-repair-kit-replacement-oem-part-517298-61301601737-green-coil/?srsltid=AfmBOopLae1t_PP2cbzI6jxayXDspy0O-B0mI3nDsbsGxqLjUHsX0E1g | https://documents.cdn.ifixit.com/BJSmctGTBowhfRFf.pdf |  | Gagana
HCPB11_361 | Getinge Group | 61301604084 |  | Package | Rebuild Package For 61301604082&83 200 Series Valves |  |  |  |  | 61301604082&83, 200 Series Valves |  |  |  |  | https://www.washersolutions.com/wp-content/uploads/2024/06/2633.gif | [9 empty] | https://documents.cdn.ifixit.com/BJSmctGTBowhfRFf.pdf | [19 empty] | Brand Name |  | Type | Rebuild | Size |  | Color |  | Material |  | Dimensions |  | For Use With | [115 empty] | Rebuild Package | Solenoid Valve Repair Kit |  |  | https://www.washersolutions.com/product/getinge-61301604084-valve-rebuild-kit-2633/ | https://store.cevimed.com/solenoid-valve-repair-kit-replacement-oem-part-61301604084/?srsltid=AfmBOor6Rwm2P0yPFDz_rzyWZqAdy4aKdt065RqPX8BX55d9QuaMt9ha | https://documents.cdn.ifixit.com/BJSmctGTBowhfRFf.pdf |  | Gagana
HCPB11_362 | Getinge Group | 61301605016 |  | Gasket | 20 x 20 x 0.43in Blue Silicone Door Gasket |  |  |  |  | 100 Series, 3523 Bulk Sterilizers and Endoscope Processing Systems |  |  |  |  | https://www.rpiparts.com/pimages/CSG001.GIF | [29 empty] | Brand Name |  | Type | Door | Size |  | Color | Blue | Material | Silicone | Dimensions | 20 x 20in | For Use With |  | Cross Section OD | 0.43in | [112 empty] | Door Gasket | Sterilizers Door Gasket |  |  | https://store.cevimed.com/door-gasket-20-x-20-replacement-oem-part-61301605016-58398/?srsltid=AfmBOoqy_rTuM4dLtGlPxUgOZmGMqwCf_vjG9-0J-Drfwi-mRXb5YH-A | https://www.rpiparts.com/PartPage.aspx?equip=4&oem=13&model=738&rpinum=CSG001 |  |  | Gagana
HCPB11_363 | Getinge Group | 61301606408 |  | Valve | 3/8in 24V Stainless Steel Normally Closed MLD 2FL Steam Solenoid Valve For Autoclave | [9 empty] | https://www.washersolutions.com/wp-content/uploads/2024/06/8958.png | [29 empty] | Brand Name |  | Type | MLD, 2FL, Steam Solenoid | Size | 3/8in | Color |  | Material | Stainless Steel | Dimensions |  | For Use With | For Autoclave | Voltage | 24V | Configuration | Normally Closed | [110 empty] | Solenoid Valve | Solenoid Steam Valve | MLD 2FL NC Valve |  | https://www.washersolutions.com/product/getinge-61301606408-solenoid-valve-mld-2fl-nc-8958/ | https://chepestdiscount.ru/product/226381536796 |  |  | Gagana
HCPB11_364 | Getinge Group | 61301606764 |  | Monitor | Ultrasonic Wash Monitor For Ultrasonic Cleaners |  | The Getinge Assured Ultrasonic Wash Monitor checks the cleaning efficacy in the ultrasonic cleaner. The test is inserted in a re-usable Wash Monitor Holder and then placed in a wire mesh tray or basket inside the ultrasonic cleaner. | [7 empty] | https://www.getinge.com/siteassets/start/product-catalog/getinge-assured-wash-monitor-ultrasonic/wash-monitor-u-1280.jpg/constrain-0x640-842531482.jpg | [16 empty] | Getinge Assured Wash Monitor U - Ultrasonic, 50 pcs | Test-soil is designed to match the removal of blood and tissue from surgical instruments | Getinge proprietary synthetic soil formulation contains no harmful or toxic components, no blood components | Results are easy to read | Recordable | Shelf Life 24 months from date of manufacture | [7 empty] | Brand Name |  | Type | Ultrasonic Wash | Size |  | Color |  | Material |  | Dimensions |  | For Use With | For Ultrasonic Cleaners | [113 empty] | 50 Tests/Bag | Ultrasonic Wash Monitor | Getinge Assured Wash Monitor U | Ultrasonic Wash Monitor U | https://www.getinge.com/us/products/getinge-assured-wash-monitor-u---ultrasonic/?tab=1 | https://mms.mckesson.com/product/1152154/Healthmark-Industries-61301606764 |  |  |  | Gagana
HCPB11_365 | Getinge Group | 61301607480 |  | Element | 15 x 4-1/2in 22.5kW 480V 3-Phase Gasket and Sealant Heating Element |  |  |  |  | 600 Series Steam Sterilzers |  |  |  |  | https://www.washersolutions.com/wp-content/uploads/2024/06/8065.jpg | [9 empty] | https://documents.cdn.ifixit.com/XGEh2QUOYhVPc4yZ.pdf | [19 empty] | Brand Name |  | Type | Heating | Size |  | Color |  | Material |  | Dimensions |  | For Use With |  | Power | 22.5kW | Voltage | 480V | Phase | 3-Phase | Immersion Length | 15in | Steel Flange | 4-1/2in | Includes | Gasket and Sealant | [102 empty] | Heating Element | Steam Sterilzers Heating Element |  |  | https://documents.cdn.ifixit.com/XGEh2QUOYhVPc4yZ.pdf | https://www.washersolutions.com/product/getinge-61301607480-element-heater-22-5kw-480v-3phase-8065/ | https://heatingpartshub.com/steam-boiler-element-22-5kw-480v-4-1-2-flange-15-l-39223f/ |  | Gagana
HCPB11_366 | Getinge Group | 61301608365 | CAS-30C | Boiler | CAS-30C 600 V 3-Phase Steam Boiler | [39 empty] | Brand Name |  | Type | Steam | Size |  | Color |  | Material |  | Dimensions |  | For Use With |  | Voltage | 600V | Phase | 3-Phase | [110 empty] | Steam Boiler | CAS-30C Steam Boiler | [6 empty] | Gagana
HCPB11_367 | Getinge Group | 61301608523 |  | Contactor | 120VAC 40A 3-Phase IECMagnetic Contactor | [39 empty] | Brand Name |  | Type | IEC, Magnetic | Size |  | Color |  | Material |  | Dimensions |  | For Use With |  | Coil Voltage | 120VAC | Current | 40A | Phase | 3-Phase | [108 empty] | Magnetic Contactor | IEC Contactor |  |  | https://www.parttarget.com/Getinge-USA-Inc_nsn-parts_V501931702_61301607119.html | https://www.rfpdb.com/view/document/name/Getinge-Sterilizer-Parts_N00259_14_T_0208 |  |  | Gagana
HCPB11_368 | Getinge Group | 61301609707 | CM10 | PCB | CM10 PCB For 600 Series Steam Sterilzers |  |  |  |  | PACS 3500 Control System, 600 Series Steam Sterilzers | [14 empty] | https://documents.cdn.ifixit.com/XGEh2QUOYhVPc4yZ.pdf | [19 empty] | Brand Name |  | Type |  | Size |  | Color |  | Material |  | Dimensions |  | For Use With | [115 empty] | PCB | CM10 PC Board |  |  | https://documents.cdn.ifixit.com/XGEh2QUOYhVPc4yZ.pdf | https://fsg-59-electrical-electronic-misc.parttarget.com/electrical-electronic-assemblies-boards-cards-6014697-001_614.html |  |  | Gagana
HCPB11_369 | Getinge Group | 6169416 |  | Filter | Bacteria Filter For Gas Module MCC SV 300 |  |  |  |  | MCC SV 300 |  |  |  |  | 6169416.jpg | [9 empty] | http://www.elkom-group.com/sites/default/files/documents/83_2011%20MCC%20SPARE%20PARTS%20LIST.pdf | https://storage.mtender.gov.md/get/b4fa63d8-56f0-4bdd-8198-a6f308e95d9c-1729498204693 | [18 empty] | Brand Name |  | Type | Bacteria | Size |  | Color |  | Material |  | Dimensions |  | For Use With | For Gas Module | [114 empty] | Bacteria Filter | Gas Module Bacteria Filter |  |  | http://www.elkom-group.com/sites/default/files/documents/83_2011%20MCC%20SPARE%20PARTS%20LIST.pdf | https://storage.mtender.gov.md/get/b4fa63d8-56f0-4bdd-8198-a6f308e95d9c-1729498204693 |  |  | Gagana
HCPB11_37 | Carestream Health | SP9J2919 |  | Assembly | Service WAP US Exch D-Link Access Point Assembly | [9 empty] | https://www.medicaloutfittersparts.com/web/image/product.product/8950/image_1024/%5BSP8H5421%2C%20SP9J2919%5D%20Carestream%20D%20Link%20Access%20Point%2C%20PN%20SP8H5421%2C%20SP9J2919?unique=d50e69c | [29 empty] | Brand Name |  | Type | Service WAP US Exch D-Link Access Point | Size |  | Color |  | Material |  | Dimensions |  | For Use With | [115 empty] | Access Point Assembly | D-Link Access Point Assembly |  |  | https://integritymedicalservice.com/carestream-parts/carestream-evolution-parts/SP9J2919/ | https://www.medicaloutfittersparts.com/shop/sp8h5421-sp9j2919-carestream-d-link-access-point-pn-sp8h5421-sp9j2919-21711 |  |  | Asha
HCPB11_370 | Getinge Group | 6301720 |  | Test | Lung 191 Neonatal Test | [19 empty] | https://www.gsaadvantage.gov/ref_text/36F79721D0237/0ZJKGL.3V9XB9_36F79721D0237_GETINGE36F79721D02371FSSPAPERPRICELIST05012024P00023.PDF | [19 empty] | Brand Name |  | Type | Lung 191 Neonatal | Size |  | Color |  | Material |  | Dimensions |  | For Use With | [115 empty] | Lung Test | Test Lung 191 Neonatal |  |  | https://www.gsaadvantage.gov/ref_text/36F79721D0237/0ZJKGL.3V9XB9_36F79721D0237_GETINGE36F79721D02371FSSPAPERPRICELIST05012024P00023.PDF | https://www.testmart.com/search/compare.cfm/TBD/GETING/6301720/8.html |  |  | Gagana
HCPB11_371 | Getinge Group | 6405976 |  | Arm | 176 Support Arm For Flow-i Anesthesia System |  |  |  |  | Flow-i Anesthesia System |  |  |  |  | 6405976.jpg | [9 empty] | https://consultas.anvisa.gov.br/api/consulta/produtos/25351209991201113/anexo/T15228169/nomeArquivo/Instru%C3%A7%C3%B5es+de+Uso_Flow-i+-+Parte+2.pdf?Authorization=Guest | [19 empty] | Brand Name |  | Type | 176 Support | Size |  | Color |  | Material |  | Dimensions |  | For Use With | [115 empty] | Support Arm | Anesthesia System Support Arm |  |  | https://consultas.anvisa.gov.br/api/consulta/produtos/25351209991201113/anexo/T15228169/nomeArquivo/Instru%C3%A7%C3%B5es+de+Uso_Flow-i+-+Parte+2.pdf?Authorization=Guest |  |  |  | Gagana
HCPB11_372 | Getinge Group | 6545367 |  | Compressor | 230V 50Hz Compressor With Motor For Flow-i Anesthesia System |  |  |  |  | Flow-i Anesthesia System | [14 empty] | http://www.elkom-group.com/sites/default/files/documents/83_2011%20MCC%20SPARE%20PARTS%20LIST.pdf | https://consultas.anvisa.gov.br/api/consulta/produtos/25351209991201113/anexo/T15228169/nomeArquivo/Instru%C3%A7%C3%B5es+de+Uso_Flow-i+-+Parte+2.pdf?Authorization=Guest | [18 empty] | Brand Name |  | Type |  | Size |  | Color |  | Material |  | Dimensions |  | For Use With |  | Voltage | 230V | Frequency | 50Hz | With | With Motor | [108 empty] | Compressor | Compressor With Motor | Compressor For Anesthesia System |  | http://www.elkom-group.com/sites/default/files/documents/83_2011%20MCC%20SPARE%20PARTS%20LIST.pdf | https://consultas.anvisa.gov.br/api/consulta/produtos/25351209991201113/anexo/T15228169/nomeArquivo/Instru%C3%A7%C3%B5es+de+Uso_Flow-i+-+Parte+2.pdf?Authorization=Guest |  |  | Gagana
HCPB11_373 | Getinge Group | 66007015 |  | Panel | ProSeal Plus and Premium Touchscreen Panel For Washer | [39 empty] | Brand Name | ProSeal Plus and Premium | Type | Touchscreen | Size |  | Color |  | Material |  | Dimensions |  | For Use With | For Washer | [114 empty] | Touchscreen Panel | ProSeal Plus and Premium Touchscreen Panel |  |  | https://www.kingcrabweb.com/vendor/getinge |  |  |  | Gagana
HCPB11_374 | Getinge Group | 6651298 |  | Cable | CSA Control Cable For Flow-i Anesthesia System |  |  |  |  | Flow-i Anesthesia System | [14 empty] | http://www.elkom-group.com/sites/default/files/documents/83_2011%20MCC%20SPARE%20PARTS%20LIST.pdf | https://consultas.anvisa.gov.br/api/consulta/produtos/25351209991201113/anexo/T15228169/nomeArquivo/Instru%C3%A7%C3%B5es+de+Uso_Flow-i+-+Parte+2.pdf?Authorization=Guest | [18 empty] | Brand Name |  | Type | CSA Control | Size |  | Color |  | Material |  | Dimensions |  | For Use With | [115 empty] | Control Cable | CSA Control Cable |  |  | http://www.elkom-group.com/sites/default/files/documents/83_2011%20MCC%20SPARE%20PARTS%20LIST.pdf | https://consultas.anvisa.gov.br/api/consulta/produtos/25351209991201113/anexo/T15228169/nomeArquivo/Instru%C3%A7%C3%B5es+de+Uso_Flow-i+-+Parte+2.pdf?Authorization=Guest |  |  | Gagana
HCPB11_375 | Getinge Group | 6687685 |  | Cable | Aeroneb Module Control Cable For Flow-i Anesthesia System |  |  |  |  | Flow-i Anesthesia System | [14 empty] | https://consultas.anvisa.gov.br/api/consulta/produtos/25351209991201113/anexo/T15228169/nomeArquivo/Instru%C3%A7%C3%B5es+de+Uso_Flow-i+-+Parte+2.pdf?Authorization=Guest | [19 empty] | Brand Name |  | Type | Aeroneb Module Control | Size |  | Color |  | Material |  | Dimensions |  | For Use With | [115 empty] | Control Cable | Aeroneb Module Control Cable |  |  | https://consultas.anvisa.gov.br/api/consulta/produtos/25351209991201113/anexo/T15228169/nomeArquivo/Instru%C3%A7%C3%B5es+de+Uso_Flow-i+-+Parte+2.pdf?Authorization=Guest |  |  |  | Gagana
HCPB11_376 | Getinge Group | 6692177 |  | Breathing System | 22mm Maquet Breathing System | [9 empty] | https://dkcdkv8eldsua.cloudfront.net/media/catalog/product/c/8/c8e32de9731a17409f107f2c8cba09c5.jpg?width=600&height=600&store=default&image-type=image | [29 empty] | Brand Name |  | Type |  | Size |  | Color |  | Material |  | Dimensions |  | For Use With | [114 empty] | 20 Piece | Breathing System | Maquet Breathing System |  |  | https://imedsales.com/maquet-6692177-getinge-breathing-system-22mm?srsltid=AfmBOoqn-QkYXEhe1_GyEo4nwpm9gNklj4wPQqm0b0Mj5WAlCyLNmX7_ |  |  |  | Vinutha
HCPB11_377 | Getinge Group | 6692582 |  | Absorber | High-Grade Durable Plastic Reusable Absorber |  |  |  |  | Maquet Servo-air Ventilator, Maquet Servo-u Ventilator, Maquet Servo-n Ventilator | [34 empty] | Brand Name |  | Type |  | Size |  | Color |  | Material | High-Grade Durable Plastic | Dimensions |  | For Use With |  | Usage | Reusable | [112 empty] | Absorber | Reusable Absorber | Maquet Absorber |  | https://partsformed.com/en/catalog/anaesthesia-machine-parts/maquet-6692582-reusable-absorber-/ | https://myhealthbox.eu/en/maquet-getinge-flow-i-anesthesia-system/5384488 |  |  | Vinutha
HCPB11_378 | Getinge Group | 6693707 |  | Drawer Kit | Drawer Kit For Mobile Cart Servo-I Ventilator | [19 empty] | https://www.gsaadvantage.gov/ref_text/36F79721D0237/0ZJKGL.3V9XB9_36F79721D0237_GETINGE36F79721D02371FSSPAPERPRICELIST05012024P00023.PDF | [19 empty] | Brand Name |  | Type |  | Size |  | Color |  | Material |  | Dimensions |  | For Use With | For Mobile Cart Servo-I Ventilator | [114 empty] | Drawer Kit | Mobile Cart Drawer Kit |  |  | https://www.gsaadvantage.gov/ref_text/36F79721D0237/0ZJKGL.3V9XB9_36F79721D0237_GETINGE36F79721D02371FSSPAPERPRICELIST05012024P00023.PDF |  |  |  | Vinutha
HCPB11_379 | Getinge Group | 6693750 |  | Expiratory Cassette | Expiratory Cassette For Servo-N Ventilator | [9 empty] | https://relinkonline.com/cdn/shop/files/Inv_00508218_20253517414829_1_jpg_869x869.jpg?v=1741373312 | https://relinkonline.com/cdn/shop/files/Inv_00508218_20253517421860_4_jpg_744x744.jpg?v=1741373312 | https://relinkonline.com/cdn/shop/files/Inv_00508218_202535174157278_2_jpg_744x744.jpg?v=1741373312 | [27 empty] | Brand Name |  | Type |  | Size |  | Color |  | Material |  | Dimensions |  | For Use With | For Servo-N Ventilator | [114 empty] | Expiratory Cassette |  |  |  | https://relinkonline.com/ar/products/maquet-6693750-expiratory-cassette-inv-00508218?variant=52172195037553 | https://auctions.britishmedicalauctions.co.uk/lot-details/index/catalog/805/lot/157255/Maquet-REF-6693750-Servo-I-Expiratory-Module-Cassette-Damaged-Case-See-Photo |  |  | Vinutha
HCPB11_38 | Carestream Health | SPAA9054 |  | Assembly | Drive Wheel Assembly For X-Ray System | [39 empty] | Brand Name |  | Type | Drive Wheel | Size |  | Color |  | Material |  | Dimensions |  | For Use With | For X-Ray System | [114 empty] | Wheel Assembly | Drive Wheel Assembly | X-Ray System Wheel Assembly |  | https://integritymedicalservice.com/carestream-parts/revolution-plus-parts/SPAA9054/ | https://medical-outfitters.odoo.com/shop/spaa9054-carestream-x-ray-drive-wheel-pn-spaa9054-26101 |  |  | Asha
HCPB11_380 | Getinge Group | 6693902 |  | Water Trap Receptacle | Water Trap Receptacle With 6677892 Ventilator Spare Parts | [39 empty] | Brand Name |  | Type |  | Size |  | Color |  | Material |  | Dimensions |  | For Use With |  | With | 6677892 Ventilator Spare Parts | [112 empty] | Receptacle | Water Trap Receptacle |  |  | https://www.zauba.com/import-TRAP+SPARE+PARTS/fp-sweden-hs-code.html | https://www.volza.com/hs-codes/search/receptacle/ireland/ |  |  | Vinutha
HCPB11_381 | Getinge Group | 6880430 |  | Dust Filter | Single-Use Absorber Polymer Dust Filter For Flow-i Anesthesia Machine |  | The 6880430 Absorber filter is a critical component designed specifically for the Maquet Flow-i anesthesia system. Manufactured by Maquet, a renowned name in medical technology, this absorber filter ensures optimal functionality and safety during anesthesia procedures. | [17 empty] | https://www.suscch.eu/Faktury/2019/f1910320.pdf | [19 empty] | Brand Name |  | Type |  | Size |  | Color |  | Material | Absorber Polymer | Dimensions |  | For Use With | For Flow-i Anesthesia Machine | Usage | Single-Use | Sterile | Non-Sterile | [109 empty] | 20/Pack | Filter | Dust Filter | Absorber Dust Filter |  | https://partsformed.com/en/catalog/anaesthesia-machine-parts/6880430-absorber-filter-for-maquet-flow-i/ | https://www.volza.com/p/maquet/import/import-in-vietnam/ | https://www.suscch.eu/Faktury/2019/f1910320.pdf |  | Vinutha
HCPB11_382 | Getinge Group | 6882408 |  | Filter | Air Inlet Filter For Ventilation Systems, Anesthesia Machines | [26 empty] | High efficiency in capturing airborne particles | Long-lasting materials ensuring extended usability | Designed for seamless integration within designated medical devices | High resistance to airflow, ensuring optimal performance | Compliant with relevant medical safety and quality standards | [8 empty] | Brand Name |  | Type | Air Inlet | Size |  | Color |  | Material |  | Dimensions |  | For Use With | For Ventilation Systems, Anesthesia Machines, Surgical Equipment, Patient Monitors, Respiratory Devices | [114 empty] | Filter | Air Inlet Filter |  |  | https://partsformed.com/en/catalog/filters/6882408-air-inlet-filter/ | https://www.volza.com/p/oxygenator-maquet/import/ |  |  | Vinutha
HCPB11_383 | Getinge Group | 6882741 |  | Cable | Injectate Sensor Cable For PiCCO Module | [19 empty] | https://www.getinge.com/dam/hospital/documents/english/mpi4599en_r03_piccomodule_ssg-en-non_us.pdf | https://www.gsaadvantage.gov/ref_text/36F79721D0237/0ZJKGL.3V9XB9_36F79721D0237_GETINGE36F79721D02371FSSPAPERPRICELIST05012024P00023.PDF | [18 empty] | Brand Name |  | Type | Injectate Sensor | Size |  | Color |  | Material |  | Dimensions |  | For Use With | For PiCCO Module | [114 empty] | Cable | Injectate Sensor Cable |  | https://www.getinge.com/dam/hospital/documents/english/mpi4599en_r03_piccomodule_ssg-en-non_us.pdf | https://www.testmart.com/search/compare.cfm/TBD/MAQUET/6882741/8.html | https://www.gsaadvantage.gov/ref_text/36F79721D0237/0ZJKGL.3V9XB9_36F79721D0237_GETINGE36F79721D02371FSSPAPERPRICELIST05012024P00023.PDF |  |  | Vinutha
HCPB11_384 | Getinge Group | 6883300 |  | Cable Kit | Isolation Test Cable Kit | [39 empty] | Brand Name |  | Type | Isolation Test | Size |  | Color |  | Material |  | Dimensions |  | For Use With | [114 empty] | Each | Cable Kit | Isolation Test Cable Kit |  |  | https://utechproducts.com/product/p-48244669 |  |  |  | Vinutha
HCPB11_385 | Getinge Group | 6883441 |  | Filter | Dust Filter | [39 empty] | Brand Name |  | Type | Dust | Size |  | Color |  | Material |  | Dimensions |  | For Use With | [114 empty] | 20 Pieces/Pack | Filter | Dust Filter |  |  | https://www.volza.com/p/oxygenator-maquet/import/ |  |  |  | Vinutha
HCPB11_386 | Getinge Group | 6887050 | Capnostat 5 | Analyzer Module | Capnostat 5 Co2 Analyzer Module | [9 empty] | https://i.ebayimg.com/images/g/vuwAAOSwoDRjadvQ/s-l1600.webp | [29 empty] | Brand Name |  | Type | Co2 | Size |  | Color |  | Material |  | Dimensions |  | For Use With | [115 empty] | Analyzer Module | Co2 Analyzer Module | Capnostat 5 Co2 Analyzer Module |  | https://www.ebay.com/itm/165766474232 | https://www.ebay.com/p/14060842900?iid=165766474232 |  |  | Vinutha
HCPB11_387 | Getinge Group | 701010855 | 20-535 | Sensor | 20-535 Capacitive Level Sensor | [39 empty] | Brand Name |  | Type | Capacitive Level | Size |  | Color |  | Material |  | Dimensions |  | For Use With |  | Sterile | No | [112 empty] | Sensor | Capacitive Level Sensor |  |  | https://accessgudid.nlm.nih.gov/devices/04037691253114 | https://fda.report/GUDID/04037691253114 |  |  | Vinutha
HCPB11_388 | Getinge Group | 701022208 | LSP 20-531 | Sensor Pads | LSP 20-531 Level Sensor Pads | [19 empty] | https://www.gsaadvantage.gov/ref_text/36F79721D0237/0ZJKGL.3V9XB9_36F79721D0237_GETINGE36F79721D02371FSSPAPERPRICELIST05012024P00023.PDF | [19 empty] | Brand Name |  | Type | Level | Size |  | Color |  | Material |  | Dimensions |  | For Use With | [115 empty] | Sensor Pads | Level Sensor Pads |  |  | https://www.testmart.com/search/compare.cfm/TBD/MAQUET/701022208/8.html | https://www.gsaadvantage.gov/ref_text/36F79721D0237/0ZJKGL.3V9XB9_36F79721D0237_GETINGE36F79721D02371FSSPAPERPRICELIST05012024P00023.PDF | https://www.volza.com/p/hospital-use/export/hsn-code-90189093/ | https://fda.report/GUDID/04037691687308 | Vinutha
HCPB11_389 | Getinge Group | 701022754 |  | Cream | Ultrasonic Contact Cream For Rotaflow Centrifugal Pump | [19 empty] | https://www.gsaadvantage.gov/ref_text/36F79721D0237/0ZJKGL.3V9XB9_36F79721D0237_GETINGE36F79721D02371FSSPAPERPRICELIST05012024P00023.PDF | [19 empty] | Brand Name |  | Type | Ultrasonic Contact | Size |  | Color |  | Material |  | Dimensions |  | For Use With | For Rotaflow Centrifugal Pump | [114 empty] | Cream | Ultrasonic Contact Cream |  |  | https://www.volza.com/company-profile/maquet-cardiopulmonary-gmbh-1060440/ | https://www.gsaadvantage.gov/ref_text/36F79721D0237/0ZJKGL.3V9XB9_36F79721D0237_GETINGE36F79721D02371FSSPAPERPRICELIST05012024P00023.PDF | https://www.eximpedia.app/companies/maquet-cardiopulmonary-gmbh/86253345 | https://www.volza.com/company-profile/maquet-cardiopulmonary-gmbh-1060440/export/ | Vinutha
HCPB11_39 | Carestream Health | SPAB3150 |  | Inverter Assembly | 80Kw Packed Inverter Assembly For Direct Radiography, X-ray System | [39 empty] | Brand Name |  | Type | Packed | Size |  | Color |  | Material |  | Dimensions |  | For Use With | For Direct Radiography, X-ray System | Wattage | 80Kw | [112 empty] | Inverter Assembly | Packed Inverter Assembly |  |  | https://integritymedicalservice.com/carestream-parts/carestream-evolution-parts/SPAB3150/ | https://pmbiomedical.com/products/img_parts_assembly-inverter-80kw-packed_58768 |  |  | Asha
HCPB11_390 | Getinge Group | 701034051 |  | PCBA Kit | RF Control Board PCBA Kit | [39 empty] | Brand Name |  | Type | RF Control Board | Size |  | Color |  | Material |  | Dimensions |  | For Use With | [115 empty] | PCBA Kit | Rf Control Board PCBA Kit |  |  | https://www.volza.com/p/hospital-use/export/hsn-code-90189093/ |  |  |  | Vinutha
HCPB11_391 | Getinge Group | 90930693 |  | Pad | Backplate Pad For Alphamaxx Surgical Operating Table | [9 empty] | https://www.euroenergy.co.uk/wp-content/uploads/2023/10/06670.jpg | [29 empty] | Brand Name |  | Type | Backplate | Size |  | Color |  | Material |  | Dimensions |  | For Use With | For Alphamaxx Surgical Operating Table | [114 empty] | Pad | Backplate Pad |  |  | https://www.euroenergy.co.uk/product/maquet-backplate-pad-sw-80-9093-0693-original-medical-accessory/ | https://www.volza.com/p/extension-table/export/hsn-code-9402/ |  |  | Vinutha
HCPB11_392 | Getinge Group | 9573700 |  | Alexol Stabox Grease | Polytetrafluoro/Ethylen Alexol Stabox Grease For Oxygen-Rich Environments | [19 empty] | http://www.elkom-group.com/sites/default/files/documents/83_2011%20MCC%20SPARE%20PARTS%20LIST.pdf | [19 empty] | Brand Name |  | Type |  | Size |  | Color |  | Material | Polytetrafluoro/Ethylen | Dimensions |  | For Use With | For Oxygen-Rich Environments | [113 empty] | Each | Grease Alexol Stabox | Oxygen Compatible Grease Alexol Stabox |  |  | https://utechproducts.com/product/p-48244670 |  |  |  | Vinutha
HCPB11_393 | Getinge Group | ARD315021555 |  | Kit | Sat-Ondaspace DF-SF 4 Dust Cover Kit | [39 empty] | Brand Name |  | Type | Sat-Ondaspace DF-SF 4 Dust Cover | Size |  | Color |  | Material |  | Dimensions |  | For Use With | [115 empty] | Cover Kit | Sat-Ondaspace Df-sf 4 Dust Cover Kit |  |  | https://www.accessdata.fda.gov/scripts/cdrh/cfdocs/cfmaude/detail.cfm?mdrfoi__id=18835670&pc=FTD | https://www.accessdata.fda.gov/scripts/cdrh/cfdocs/cfmaude/detail.cfm?mdrfoi__id=17910932&pc=FSY | https://www.volza.com/p/maquet/import/import-in-argentina/hsn-code-94029090/ |  | Vinutha
HCPB11_394 | Getinge Group | ARD365006088 |  | Handle | Sterilizable Handle For PCE Prismatic Cupolas | [39 empty] | Brand Name |  | Type | Sterilizable | Size |  | Color |  | Material |  | Dimensions |  | For Use With | For PCE Prismatic Cupolas | [113 empty] | 5/Pack | Handle | Sterilizable Handles |  |  | https://www.scribd.com/document/613311645/747595-dokument1 | https://www.zlibrary.to/dl/maquet-sas-spare-parts-price-list-alm |  |  | Vinutha
HCPB11_395 | Getinge Group | ARD367202489 |  | Holder | Hinged Bulb Holder For ALM PRX (PrismAlix) 4000 Surgical Light System |  |  |  |  | ALM PRX 4000 / 6000 Dual Surgical Light System – SL09AL0064, ALM PRX 4000 Light Head – LH01AL4000, ALM PRX 4000 Camera Ready Light Head – LH01ALX4CR, ALM PRX Surgical Bulb, OEM – LHP1AL0002, ALM PRX Surgical Bulb, Non-OEM – LHP1AL0067 |  |  |  |  | https://www.maxim-med.com/wp-content/uploads/2019/09/LHP1AL2489-1.jpg | https://www.maxim-med.com/wp-content/uploads/2019/09/LHP1AL2489-4.jpg | https://www.maxim-med.com/wp-content/uploads/2019/09/LHP1AL2489-3-.jpg | https://www.maxim-med.com/wp-content/uploads/2019/09/LHP1AL2489-2-1024x1024.jpg | https://www.maxim-med.com/wp-content/uploads/2019/09/LHP1AL2489-5-scaled.jpg?ver=1745547867 | [25 empty] | Brand Name |  | Type | Bulb | Size |  | Color |  | Material |  | Dimensions |  | For Use With | For ALM PRX (PrismAlix) 4000 Surgical Light System | Light Type | Halogen | [112 empty] | Holder | Bulb Holder | Hinged Bulb Holder |  | https://www.maxim-med.com/product/alm-prx-4000-bulb-holder/ |  |  |  | Vinutha
HCPB11_396 | Getinge Group | ARD367210900 |  | Bulb | 23V 100W Prx Bulb For Shadowless OT Light | [39 empty] | Brand Name |  | Type |  | Size |  | Color |  | Material |  | Dimensions |  | For Use With | For Shadowless OT Light | Voltage Rating | 23V | Power Rating | 100W | [109 empty] | 10/Pack | Bulb | Shadowless OT Light Bulb |  |  | https://www.cybex.in/custom-data/export/germany/hs-code-901890290000/product-shadowless%20ot%20light | https://www.volza.com/hs-codes/search/hospitality/poland/ |  |  | Vinutha
HCPB11_397 | Getinge Group | ARD367810900 |  | Bulb | Bulb For Xten/Axcel Shadowless OT Light | [39 empty] | Brand Name |  | Type |  | Size |  | Color |  | Material |  | Dimensions |  | For Use With | For Xten/Axcel Shadowless OT Light | [113 empty] | 10/Pack | Bulb | Shadowless OT Light Bulb |  |  | https://www.eximpedia.app/companies/getinge-logistics-ab/23007901 |  |  |  | Vinutha
HCPB11_398 | Getinge Group | ARD369032998 |  | Power Supply | Ceiling Power Supply For Blue 30 Surgical Light System | [39 empty] | Brand Name |  | Type | Ceiling | Size |  | Color |  | Material |  | Dimensions |  | For Use With | For Blue 30 Surgical Light System | [114 empty] | Power Supply | Ceiling Power Supply | Blue 30 Surgical Light System Power Supply | [5 empty] | Vinutha
HCPB11_399 | Getinge Group | ARD567203901 |  | Camera Handle | Plastic Surgical Light Camera Handle | [39 empty] | Brand Name |  | Type | Surgical Light | Size |  | Color |  | Material | Plastic | Dimensions |  | For Use With | [115 empty] | Camera Handle | Surgical Light Camera Handle |  |  | https://www.getinge.com/dam/hospital/documents/english/product-range---model---udi-di-vwebsite-en-global.pdf | https://www.volza.com/p/surgical-light/import/import-in-vietnam/ | https://www.volza.com/p/camera-light/import/coo-france/ |  | Vinutha
HCPB11_4 | Carestream Health | 6F8524 | #10 | Lightleak | #10 Lightleak For 15 x 30cm Cassette CR Systems | [39 empty] | Brand Name |  | Type |  | Size |  | Color |  | Material |  | Dimensions |  | For Use With | For 15 x 30 CASS, CR Systems | [114 empty] | Lightleak | Mod #10 Lightleak |  |  | https://integritymedicalservice.com/carestream-parts/carestream-cr/6F8524/ |  |  |  | Lakshmi_1
HCPB11_40 | Carestream Health | SPAB9794 |  | Interface Box | AY-System Interface Box For DR /X-ray, Direct Radiography | [39 empty] | Brand Name |  | Type | AY-System | Size |  | Color |  | Material |  | Dimensions |  | For Use With | For DR /X-ray, Direct Radiography | Standards | ROHS | [112 empty] | Interface Box | AY-System Interface Box |  |  | https://pmbiomedical.com/products/img_parts_ay-system-interface-box-rohs_55065 |  |  |  | Asha
HCPB11_400 | Getinge Group | ARD567502066 |  | Bulb | 24V 120W Halogen Bulb For OT Surgical | [39 empty] | Brand Name |  | Type | Halogen | Size |  | Color |  | Material |  | Dimensions |  | For Use With | For OT Surgical | Voltage Rating | 23V | Power Rating | 120W | [109 empty] | 10/Pack | Bulb | Halogen Bulb | OT Surgical Bulb |  | https://mahei.de/op-ersatzleuchtmittel/op-halogenlampen-hanaulux-alm-maquet-getinge-merivaara/117/op-lampen-24v-120w-x514-5-stueck | https://mahei.de/en/surgical-halogen-bulbs/117/ot-surgical-bulb-24v-120w-x514-alm-eca002 |  |  | Vinutha
HCPB11_401 | Getinge Group | ARD568604524 |  | Charger Board | Mobile Charger Board For Lucea 50/100 Surgical Light | [39 empty] | Brand Name |  | Type | Mobile | Size |  | Color |  | Material |  | Dimensions |  | For Use With | For Lucea 50/100 Surgical Light | [114 empty] | Charger Board | Mobile Charger Board |  |  | https://pdfcoffee.com/8000011-lucea-50-100-service-manual-2-ot-light-pdf-free.html | https://www.scribd.com/document/729000160/LUCEA-50-100-SERVMAN-0174201-COMPLETO-EN-ALL |  |  | Vinutha
HCPB11_402 | Getinge Group | ARD606107400 |  | Threadlock Solvent | 20g Red Varnistop 7400 Threadlock Solvent | [9 empty] | ARD606107400 | [9 empty] | https://www.getinge.com/dam/hospital/documents/english/powerled-servicemanual-en-en-global.pdf | [19 empty] | Brand Name | Loctite | Type | Varnistop 7400 | Size |  | Color | Red | Material |  | Dimensions |  | For Use With |  | Capacity | 20g | [112 empty] | Threadlock Solvent | Loctite Varnistop 7400 Threadlock Solvent |  |  | https://www.getinge.com/dam/hospital/documents/english/powerled-servicemanual-en-en-global.pdf |  |  |  | Vinutha
HCPB11_403 | Getinge Group | D348-00-0185 |  | Seal | Special Seal | [39 empty] | Brand Name |  | Type | Special | Size |  | Color |  | Material |  | Dimensions |  | For Use With | [115 empty] | Seal | Special Seal | [6 empty] | Vinutha
HCPB11_404 | Getinge Group | D670-00-1162 |  | PCB | Cardiosave Power Management PCB | [19 empty] | https://www.suscch.eu/Faktury/2020/f201823.pdf | [19 empty] | Brand Name |  | Type | Cardiosave Rohs Power Management | Size |  | Color |  | Material |  | Dimensions |  | For Use With | [115 empty] | PCB | Cardiosave Power Management PCB |  |  | https://www.suscch.eu/Faktury/2020/f201823.pdf |  |  |  | Vinutha
HCPB11_405 | Getinge Group | D683-00-0422-02 |  | Chart Paper | 10 R Chart Paper For Thermal Array Recorder | [39 empty] | Brand Name |  | Type | 10 R | Size |  | Color |  | Material |  | Dimensions |  | For Use With | For Thermal Array Recorder | [114 empty] | Chart Paper | Thermal Array Recorder 10 R Chart Paper |  |  | https://www.ugap.fr/sante-3/equipement-biomedical-547/bloc-operatoire-17510/console-de-contrepulsion-aortique-53302/papier-thermique-pour-imprimante-cardiosave-hybride-boite-de-10-rouleaux-1-boite-livree-avec-cardiosave-hybride-p3363931?srsltid=AfmBOooBzmrdEmuCGbu4H-Q7aK9zoTF44mlkgUvpAK5xvS06Sv2NRkf4 |  |  |  | Vinutha
HCPB11_406 | Getinge Group | DET8666 |  | Switch | Float Switch For 4656, 8666, 910 | [39 empty] | Brand Name |  | Type | Float | Size |  | Color |  | Material |  | Dimensions |  | For Use With | For 4656, 8666, 910 | [114 empty] | Switch | Float Switch | [6 empty] | Vinutha
HCPB11_407 | Getinge Group | GSS044 |  | Bracket | Bracket For Chair Carrier, GSS10 Surgical Scrub Sink | [39 empty] | Brand Name |  | Type |  | Size |  | Color |  | Material |  | Dimensions |  | For Use With | For Chair Carrier, GSS10 Surgical Scrub Sink | [114 empty] | Bracket | Sink Chair Carrier Bracket | [6 empty] | Vinutha
HCPB11_408 | Getinge Group | HM56053010 |  | Spare Bulb | 24V 50W Blue 30S Spare Bulb | [39 empty] | Brand Name |  | Type | 30S | Size |  | Color | Blue | Material |  | Dimensions |  | For Use With |  | Voltage | 24V | Power Rating | 50W | [110 empty] | Spare Bulb | 30S Spare Bulb | [6 empty] | Ranjitha
HCPB11_409 | Getinge Group | LUS700-4000-00 |  | Probe Extension Cable | 10ft L Disposable Probe Extension Cable For YSI 400 Temperature Sensor | [39 empty] | Brand Name |  | Type |  | Size |  | Color |  | Material |  | Dimensions |  | For Use With | For YSI 400 Temperature Sensor | Length | 10ft | Disposability | Disposable | [110 empty] | Probe Extension Cable | YSI 400 Temperature Sensor Probe Extension Cable | [6 empty] | Ranjitha
HCPB11_41 | Carestream Health | SPAC6271 |  | Assembly | Right Hand Inner Handle Assembly For DR /X-ray, Direct Radiography | [39 empty] | Brand Name |  | Type | Right Hand, Inner Handle | Size |  | Color |  | Material |  | Dimensions |  | For Use With | For DR /X-ray, Direct Radiography | [114 empty] | Handle Assembly | Right Hand Inner Handle Assembly |  |  | https://integritymedicalservice.com/carestream-parts/carestream-revolution-parts/SPAC6271/ | https://pmbiomedical.com/products/img_parts_ay-handle-inner-rh_55282 |  |  | Asha
HCPB11_410 | Getinge Group | SS20CIRC0001 |  | Circuit Breaker | 20A 2-Pole Circuit Breaker | [39 empty] | Brand Name |  | Type | 2-Pole | Size |  | Color |  | Material |  | Dimensions |  | For Use With |  | Amperage | 20A | [112 empty] | Circuit Breaker | 2-Pole Circuit Breaker |  | https://documents.cdn.ifixit.com/BJSmctGTBowhfRFf.pdf |  |  |  |  | Ranjitha
HCPB11_411 | Getinge Group | VALCK0031 | CMMQ20B | Check Valve | 1/4in 2.50psi NPTF Brass Check Valve |  | Check valves operate on slight differential pressure. Free flow is permitted in the direction of the arrow, positive check in the opposite direction. | [7 empty] | https://deltrolfluid.com/sites/default/files/inline-valve-images/cmmq20b_product_image.jpg | [16 empty] | Elastomer-free (no O-ring) Leak-Tight Ball Check standard for various medias | Bubble-Tight Ball Check with O-ring/Quad ring optional | Compact over-all length | [10 empty] | Brand Name |  | Type |  | Size | 1/4in | Color |  | Material | Brass | Dimensions |  | For Use With |  | Port Type | NPTF | CV Factor | 0.56 | Operating Pressure | 138bar | Flow Rate | 9.50LPM | Cracking Pressure | 2.50psi | Operating Temperature Range | -34 to 93°C | [102 empty] | Check Valve | Brass Check Valve |  |  | https://deltrolfluid.com/products/in-line-valves/check/check-direct-acting/cmmq20b |  |  |  | Ranjitha
HCPB11_412 | OEC Medical Systems (GE Healthcare) | 00-876980-01 |  | Handle | Wig-Wag Brake Handle For OEC 9800 C-Arm System |  | This Handle Brake Wig- Wag provides an assisted lever action where it is attached for adjustment, control and positioning.It is made up of Lexan FL930 VT4001, a type of polycarbonate material that offers tensile strength, dimensional stability, and good corrosion resistance. Designed with a tight, precise fit, the handle assembly comes with a splined mounting which provides sturdy and slip free mounting over the assemblies' splined shaft. This handle assembly is used in the mainframe, brake and C-arm assemblies of the GE OEC C-Arm 9600, 9800C systems. | [7 empty] | https://i.ebayimg.com/images/g/Ck8AAOSwoeBkWr~Z/s-l1600.webp | https://i.ebayimg.com/images/g/aSUAAOSwtMBkWpCk/s-l960.webp | https://i.ebayimg.com/images/g/Qz8AAOSwpc1kWpCj/s-l960.webp | https://i.ebayimg.com/images/g/92UAAOSww4ZkWpCj/s-l960.webp | [6 empty] | https://documents.cdn.ifixit.com/EQxVOcPjQSQYyDRo.pdf | [6 empty] | Easy to Install | Reliable Operation | High Strength and Lightweight | Textured Finish | [9 empty] | Brand Name |  | Type | Wig-Wag Brake | Size |  | Color |  | Material |  | Dimensions |  | For Use With | For OEC 9600, 9800 C-Arm System | [114 empty] | Brake Handle | Wig-Wag Brake Handle | C-Arm Brake Handle | https://services.gehealthcare.com/gehcstorefront/p/00-876980-01 | https://www.ebay.com/itm/235004812485 |  |  |  | Ashok
HCPB11_413 | OEC Medical Systems (GE Healthcare) | 00-877286-01 |  | Cover | X-Ray Tube Cover For OEC 9800 C-Arm System | [19 empty] | https://documents.cdn.ifixit.com/EQxVOcPjQSQYyDRo.pdf | [19 empty] | Brand Name |  | Type | X-Ray Tube | Size |  | Color |  | Material |  | Dimensions |  | For Use With | For OEC 9800 C-Arm System | [114 empty] | Tube Cover | X-Ray Tube Cover | C-Arm X-Ray Tube Cover | https://services.gehealthcare.com/gehcstorefront/p/00-877286-01 |  |  |  |  | Ashok
HCPB11_414 | OEC Medical Systems (GE Healthcare) | 00-878444-02 |  | Foot Switch | Wired Foot Switch For OEC Mini 6600 C-Arm System | [9 empty] | https://i.ebayimg.com/00/s/MTIwMFgxNjAw/z/muYAAOSwO2BnI6jc/$_1.JPG?set_id=880000500F | https://i.ebayimg.com/00/s/MTIwMFgxNjAw/z/ms4AAOSwiepnI6jZ/$_1.JPG?set_id=880000500F | https://i.ebayimg.com/00/s/MTIwMFgxNjAw/z/KAgAAOSw2~9nI6jN/$_1.JPG?set_id=880000500F | https://i.ebayimg.com/00/s/MTIwMFgxNjAw/z/bR0AAOSwrJlnI6jN/$_1.JPG?set_id=880000500F | [26 empty] | Brand Name |  | Type | Wired | Size |  | Color |  | Material |  | Dimensions |  | For Use With | For OEC Mini 6600 C-Arm System | [114 empty] | Foot Switch | Wired Foot Switch |  |  | https://www.minicarm.com/product/oec-6800-wired-foot-switch-00-878444-02/ | https://www.novarium.net/vendita/prodotto/?pid=17040301133584 |  |  | Ashok
HCPB11_415 | OEC Medical Systems (GE Healthcare) | 00-878908-03 |  | Driver Board | Green Generator Driver Board For OEC 800 C-Arm System | [9 empty] | https://www.blockimaging.com/hubfs/Parts/34548_00-878908-03%20(2).jpg | https://www.blockimaging.com/hubfs/Parts/34548_00-878908-03%20(3).jpg | https://www.blockimaging.com/hubfs/Parts/34548_00-878908-03%20(5).jpg | https://www.blockimaging.com/hubfs/Parts/34548_00-878908-03%20(4).jpg | [26 empty] | Brand Name |  | Type | Generator | Size |  | Color | Green | Material |  | Dimensions |  | For Use With | For OEC 800 C-Arm System | [114 empty] | Driver Board | Generator Driver Board |  | https://services.gehealthcare.com/gehcstorefront/p/00-878908-03 | https://www.blockimaging.com/parts/00-878908-03-oec-c-arm-green-generator-driver-board |  |  |  | Ashok
HCPB11_416 | OEC Medical Systems (GE Healthcare) | 00-878932-01 |  | Handle | Left Rear Handle For OEC 8800 C-Arm System, OEC 9600 C-Arm System | [9 empty] | https://i.ebayimg.com/images/g/X8oAAOSw6SVkW7NS/s-l1600.webp | https://i.ebayimg.com/images/g/aFMAAOSw-~NkWntG/s-l960.webp | https://i.ebayimg.com/images/g/~LUAAOSwQbdkWntG/s-l960.webp | https://i.ebayimg.com/images/g/ybsAAOSwCBFkWntH/s-l960.webp | https://i.ebayimg.com/images/g/3toAAOSwEKBkWntG/s-l960.webp | [25 empty] | Brand Name |  | Type | Left Rear | Size |  | Color |  | Material |  | Dimensions |  | For Use With | For OEC 8800 C-Arm System, OEC 9600 C-Arm System | [114 empty] | Rear Handle | Left Rear Handle |  | https://services.gehealthcare.com/gehcstorefront/p/00-878932-01 | https://www.ebay.com/itm/235004735844 |  |  |  | Ashok
HCPB11_417 | OEC Medical Systems (GE Healthcare) | 00-879004-06 |  | Assembly | Video Control Printed Circuit Board Assembly For C-Arm System | [9 empty] | https://medparts24.com/36910-large_default/oec-8800-video-controller-c-arm-p-n-00-879004-06.jpg | https://medparts24.com/36911-large_default/oec-8800-video-controller-c-arm-p-n-00-879004-06.jpg | https://medparts24.com/36912-large_default/oec-8800-video-controller-c-arm-p-n-00-879004-06.jpg | [27 empty] | Brand Name |  | Type | Video Control, Printed Circuit Board | Size |  | Color |  | Material |  | Dimensions |  | For Use With | For C-Arm System | [114 empty] | Circuit Board Assembly | Printed Circuit Board Assembly |  | https://services.gehealthcare.com/gehcstorefront/p/00-879004-06 | https://medparts24.com/c-arm/286-oec-8800-video-controller-c-arm-p-n-00-879004-06.html |  |  |  | Ashok
HCPB11_418 | OEC Medical Systems (GE Healthcare) | 00-879186-01 |  | Assembly | External Interface PCB Assembly For OEC 9800 C-Arm System | [9 empty] | https://services.gehealthcare.com/medias/00-879186-02-P1.jpg?context=bWFzdGVyfGltYWdlc3wyMTM3NjJ8aW1hZ2UvanBlZ3xhVzFoWjJWekwyaG1NUzlvTmpZdk9EZzNOemMzTkRFM05qSTROaTVxY0djfDVkNTE3NjU4OGRmNzRlZGVlY2Y2ZjRjNTYzMGNlNjMzNTMwMDEyMDJjN2Y3ZDFiN2I1NjYyNDhkZTMyZGYyMzE | [9 empty] | https://documents.cdn.ifixit.com/6lJTQHQgLrjigiyL.pdf | [6 empty] | External Interface Board | Created Junction Between Workstation and ARCNET, Injectors, Lights, Door-Interlock Switch | Ethernet Connector | Easy to Connect and Disconnect | Compact design | Reliable performance | Flamability Ratng of 94V-0 | [6 empty] | Brand Name |  | Type | External Interface PCB | Size |  | Color |  | Material |  | Dimensions |  | For Use With | For OEC 9800 C-Arm System | [114 empty] | Interface PCB Assembly | External Interface PCB Assembly |  | https://services.gehealthcare.com/gehcstorefront/p/00-879186-02 | https://meditegic.com/00-879186-01-external-interface-board-for-oec-9800-carm-0087918601-pn-0087918601/ |  |  |  | Ashok
HCPB11_419 | OEC Medical Systems (GE Healthcare) | 00-879343-01 |  | Actuator | Left Hand Actuator For OEC 9800 C-Arm System | [19 empty] | https://documents.cdn.ifixit.com/EQxVOcPjQSQYyDRo.pdf | [19 empty] | Brand Name |  | Type | Left Hand | Size |  | Color |  | Material |  | Dimensions |  | For Use With | For OEC 9800 C-Arm System | [114 empty] | Hand Actuator | Left Hand Actuator | C-Arm Actuator | https://services.gehealthcare.com/gehcstorefront/p/00-879343-01 | https://glorymedimaging.com/product/actuator-left-handle-00-879343-01/ |  |  |  | Ashok
HCPB11_42 | Carestream Health | SPAC6272 |  | Assembly | Left Hand Inner Handle Assembly For DR /X-ray, Direct Radiography | [39 empty] | Brand Name |  | Type | Left Hand, Inner Handle | Size |  | Color |  | Material |  | Dimensions |  | For Use With | For DR /X-ray, Direct Radiography | [114 empty] | Handle Assembly | Left Hand Inner Handle Assembly |  |  | https://integritymedicalservice.com/carestream-parts/carestream-revolution-parts/SPAC6272/ | https://pmbiomedical.com/products/img_parts_ay-handle-inner-lh_55283 |  |  | Asha
HCPB11_420 | OEC Medical Systems (GE Healthcare) | 00-879394-02 |  | Insert | Handle Insert For OEC 9800 C-Arm System | [9 empty] | https://services.gehealthcare.com/medias/00-879394-02-P1.jpg?context=bWFzdGVyfGltYWdlc3wzNzQxMzJ8aW1hZ2UvanBlZ3xhVzFoWjJWekwyZ3dNQzlvTTJJdk9EZzNOemMzTkRJd09UQTFOQzVxY0djfGI4Y2ZkYjgzYWU1NzQyYzZkYjFlM2EwYmM2MjliYWZmYzA5NWZmZjI2ODJiZmY0YmU4NGM4Y2I1NGU4NWNhOWQ | [9 empty] | https://documents.cdn.ifixit.com/EQxVOcPjQSQYyDRo.pdf | [19 empty] | Brand Name |  | Type | Handle | Size |  | Color |  | Material |  | Dimensions |  | For Use With | For OEC 9800 C-Arm System | [114 empty] | Handle Insert | C-Arm Handle Insert |  | https://services.gehealthcare.com/gehcstorefront/p/00-879394-02 |  |  |  |  | Ashok
HCPB11_421 | OEC Medical Systems (GE Healthcare) | 00-880317-02 |  | Assembly | Power Control PCB Assembly For MiniView 6800 C-Arm System | [9 empty] | https://medparts24.com/36872-large_default/oec-8800-9800-power-control-c-arm-p-n-00-880317-02.jpg | https://medparts24.com/36873-large_default/oec-8800-9800-power-control-c-arm-p-n-00-880317-02.jpg | https://medparts24.com/36874-large_default/oec-8800-9800-power-control-c-arm-p-n-00-880317-02.jpg | [27 empty] | Brand Name |  | Type | Power Control PCB | Size |  | Color |  | Material |  | Dimensions |  | For Use With | For MiniView 6800 C-Arm System, UroView 2800 System | [114 empty] | PCB Assembly | Power Control PCB Assembly |  | https://services.gehealthcare.com/gehcstorefront/p/00-880317-02 | https://medparts24.com/c-arm/281-oec-8800-9800-power-control-c-arm-p-n-00-880317-02.html |  |  |  | Ashok
HCPB11_422 | OEC Medical Systems (GE Healthcare) | 00-880324-01 |  | Assembly | Printed Circuit Board Assembly For OEC 8800 C-Arm System | [9 empty] | https://i.ebayimg.com/images/g/6YgAAOSwShJlXkJf/s-l1600.webp | [29 empty] | Brand Name |  | Type | Printed Circuit Board | Size |  | Color |  | Material |  | Dimensions |  | For Use With | For OEC 8800 C-Arm System, OEC 9900 Elite C-Arm System | [114 empty] | Circuit Board Assembly | Printed Circuit Board Assembly |  | https://services.gehealthcare.com/gehcstorefront/p/00-880324-01 | https://www.ebay.com/itm/115936988300 | https://medparts24.com/c-arm/298-oec-8800-9800-control-panel-processor-i-o-c-arm-p-n-00-880324-01.html |  |  | Ashok
HCPB11_423 | OEC Medical Systems (GE Healthcare) | 00-880534-03 |  | Assembly | Left Foot Switch Cable Assembly For Display Control-External Monitor | [39 empty] | Brand Name |  | Type | Left Foot Switch Cable | Size |  | Color |  | Material |  | Dimensions |  | For Use With | For Display Control-External Monitor, OEC 9800 C-Arm System | [114 empty] | Switch Cable Assembly | Left Foot Switch Cable Assembly |  | https://services.gehealthcare.com/gehcstorefront/p/00-880534-03 |  |  |  |  | Ashok
HCPB11_424 | OEC Medical Systems (GE Healthcare) | 00-880820-01 |  | Assembly | Brake Shoe Assembly For OEC 9800 C-Arm System | [9 empty] | https://services.gehealthcare.com/medias/00-880820-01-P1.jpg?context=bWFzdGVyfGltYWdlc3w0NTU0NDh8aW1hZ2UvanBlZ3xhVzFoWjJWekwyaG1ZeTlvTldJdk9EZzNOemMzTkRVd016azJOaTVxY0djfDM5NmRhMmRkZGUyMGI5MmJjZjRkY2FiNTY1MWQzMTRjMzJlNGNhZGFlOTFhMmFhMDcxZTdmYzY2M2I1NDE5ZTY | [9 empty] | https://documents.cdn.ifixit.com/EQxVOcPjQSQYyDRo.pdf | [19 empty] | Brand Name |  | Type | Brake Shoe | Size |  | Color |  | Material |  | Dimensions |  | For Use With | For OEC 9800 C-Arm System | [114 empty] | Shoe Assembly | Brake Shoe Assembly | C-Arm Brake Shoe Assembly | https://services.gehealthcare.com/gehcstorefront/p/00-880820-01 |  |  |  |  | Ashok
HCPB11_425 | OEC Medical Systems (GE Healthcare) | 00-882618-02 |  | Assembly | Three Pedal Cardiac Footswitch Assembly For OEC 9900 Elite C-Arm System | [9 empty] | https://services.gehealthcare.in/medias/00-882618-02.jpg?context=bWFzdGVyfGltYWdlc3w5OTc4MHxpbWFnZS9qcGVnfGFXMWhaMlZ6TDJnellpOW9ZbVF2T0Rnek1ETTFNREl5T1RVek5DNXFjR2N8MGZlYjcwOWZlYWI5N2RkNmVjYzg4OGRjZmM4ZDFlZGYzOTZhNzY1MzIyZmE4NzQ3M2RkMTA3NTNlMWJlMTkzNQ | [29 empty] | Brand Name |  | Type | Three Pedal Cardiac Footswitch | Size |  | Color |  | Material |  | Dimensions |  | For Use With | For OEC 9800 C-Arm System, OEC 9900 Elite C-Arm System | [114 empty] | Footswitch Assembly | Cardiac Footswitch Assembly | Three Pedal Footswitch Assembly | https://services.gehealthcare.com/gehcstorefront/p/00-882618-02 | https://suntronixmedicalimaging.com/product/geoec-foot-switch-00-882618-02/ |  |  |  | Ashok
HCPB11_426 | OEC Medical Systems (GE Healthcare) | 00-882618-03 |  | Assembly | Three Pedal Footswitch Assembly For OEC UroView 2800 System | [9 empty] | https://i.ebayimg.com/00/s/OTYwWDk2MA==/z/FIcAAOSw2A1mtmVY/$_57.JPG?set_id=880000500F | [29 empty] | Brand Name |  | Type | Three Pedal Footswitch | Size |  | Color |  | Material |  | Dimensions |  | For Use With | For OEC UroView 2800 System | [114 empty] | Footswitch Assembly | Cardiac Footswitch Assembly | Three Pedal Footswitch Assembly | https://services.gehealthcare.com/gehcstorefront/p/00-882618-03 | https://chepestdiscount.ru/product/256598316647 |  |  |  | Ashok
HCPB11_427 | OEC Medical Systems (GE Healthcare) | 00-883964-01 |  | Assembly | Orbital C Brake Assembly For OEC MiniView 6800 C-arm | [9 empty] | https://i.ebayimg.com/images/g/YhcAAOSwJN5hP8U8/s-l1600.webp | https://i.ebayimg.com/images/g/u8sAAOSwrYRhP8U7/s-l960.webp | https://i.ebayimg.com/images/g/LNUAAOSw0FlhP8U9/s-l960.webp | [27 empty] | Brand Name |  | Type | Orbital C Brake | Size |  | Color |  | Material |  | Dimensions |  | For Use With | For OEC MiniView 6800 C-arm System | [114 empty] | Brake Assembly | Orbital C Brake Assembly |  | https://services.gehealthcare.com/gehcstorefront/p/00-883964-01 | https://www.ebay.com/itm/234982388945 |  |  |  | Ashok
HCPB11_428 | OEC Medical Systems (GE Healthcare) | 00-884594-02 |  | Adapter | Printed Circuit Board Display Adapter For OEC UroView 2800 System | [9 empty] | https://services.gehealthcare.com/medias/00-884594-02.jpg?context=bWFzdGVyfGltYWdlc3w0NzA3NHxpbWFnZS9qcGVnfGFXMWhaMlZ6TDJoa01pOW9aV1V2T0RnME1Ea3pOVGN6TlRNeU5pNXFjR2N8NzQzZTVkMDhjNTMwMGZjNjMxYmZmYmI4ZGVlZWMwMzk5Mjg5YzUwMmM5YzVhMTQ2YmIwYjJhNmZkZTliMDQ4OA | [29 empty] | Brand Name |  | Type | Printed Circuit Board Display | Size |  | Color |  | Material |  | Dimensions |  | For Use With | For OEC UroView 2800 System, OEC MiniView 6800 C-arm | [114 empty] | Display Adapter | Printed Circuit Board Display Adapter | Printed Circuit Board Display Adapter For OEC UroView 2800 System | https://services.gehealthcare.com/gehcstorefront/p/00-884594-02 | https://www.blockimaging.com/parts/00-884594-02-oec-c-arm-display-adapter-s2-works-with-celeron-sbc-board |  |  |  | Ashok
HCPB11_429 | OEC Medical Systems (GE Healthcare) | 00-885734-01 |  | Assembly | Precharge Assembly With Printed Circuit Board For OEC 8800 C-Arm System | [39 empty] | Brand Name |  | Type | Precharge | Size |  | Color |  | Material |  | Dimensions |  | For Use With | For OEC 8800 C-Arm System | With | With Printed Circuit Board | [112 empty] | Precharge Assembly | Precharge Assembly With PCB |  | https://services.gehealthcare.com/gehcstorefront/p/00-885734-01 |  |  |  |  | Ashok
HCPB11_43 | Carestream Health | SPAC8811 |  | Battery Pack | Battery Pack For Vieworks Model FXRB-01A | [39 empty] | Brand Name |  | Type |  | Size |  | Color |  | Material |  | Dimensions |  | For Use With | For Vieworks Model FXRB-01A | [114 empty] | Battery Pack | Vieworks Model Battery Pack |  |  | https://integritymedicalservice.com/carestream-parts/focus-pro/SPAC8811/ | https://store.zrgmedical.com/products/spac8811-battery-pack-vieworks-model-fxrb-01a | https://pmbiomedical.com/products/img_parts_battery-pack-vieworks-model-fxrb-01a_55364 |  | Asha
HCPB11_430 | OEC Medical Systems (GE Healthcare) | 00-886237-01 |  | Assembly | Cine Bridge Printed Circuit Board Assembly For OEC 9900 C-Arm System | [9 empty] | https://services.gehealthcare.com/medias/00-886237-01.jpg?context=bWFzdGVyfGltYWdlc3w0MzY5NDN8aW1hZ2UvanBlZ3xhVzFoWjJWekwyZzNPQzlvWlRZdk9EZzVNRE0xT0RBM01UTXlOaTVxY0djfDRkZmUzOTM2Nzc0NzIxOTMxZjdiZjlhOTMwNjAyZWVhZjlkOGRlOTFkOWI4ODIyMmJlMTM0OTE2NWFiYmNlY2E | [29 empty] | Brand Name |  | Type | Cine Bridge Printed Circuit Board | Size |  | Color |  | Material |  | Dimensions |  | For Use With | For OEC 9900 C-Arm System | [114 empty] | Printed Circuit Board Assembly | Cine Bridge Printed Circuit Board Assembly | Cine Bridge Printed Circuit Board Assembly For OEC 9900 C-Arm System | https://services.gehealthcare.com/gehcstorefront/p/00-886237-01 | https://www.blockimaging.com/parts/00-886237-01-oec-c-arm-cine-bridge-board |  |  |  | Ashok
HCPB11_431 | OEC Medical Systems (GE Healthcare) | 00-887076-01 |  | Handle | Workstation Arched Handle For OEC 9900 Elite C-Arm System | [39 empty] | Brand Name |  | Type | Workstation Arched | Size |  | Color |  | Material |  | Dimensions |  | For Use With | For OEC 9900 Elite C-Arm System, OEC 9900 Elite C-Arm System | [114 empty] | Arched Handle | Workstation Arched Handle | Workstation Arched Handle For OEC 9900 Elite C-Arm System | https://services.gehealthcare.com/gehcstorefront/p/00-887076-01 | https://pdfcoffee.com/9900elite-illustrated-part-book-pdf-free.html |  |  |  | Ashok
HCPB11_432 | OEC Medical Systems (GE Healthcare) | 00-888735-01 |  | Assembly Kit | Upgrade WIG-WAG Brake Pad Assembly Kit For OEC 9800 C-Arm System | [9 empty] | https://services.gehealthcare.com/medias/00-888735-01-P1.jpg?context=bWFzdGVyfGltYWdlc3wzNzc1NTN8aW1hZ2UvanBlZ3xhVzFoWjJWekwyaGhNeTlvWXprdk9Ea3hNRGd5TVRrNE1qSXpPQzVxY0djfDgwMDkwNjgxMDA3NTQzOTI2MjkyZjlmMTMxNjdkOTdjNDM3YWFlMmRjZGM4NTU1YzMzMTJhMTJjMTBmNDE1NGU | [29 empty] | Brand Name |  | Type | Upgrade WIG-WAG Brake Pad | Size |  | Color |  | Material |  | Dimensions |  | For Use With | For OEC 9800, 9900 C-Arm System | [114 empty] | Brake Pad Assembly Kit | WIG-WAG Brake Pad Assembly Kit | Upgrade WIG-WAG Brake Pad Assembly Kit For OEC 9800 C-Arm System | https://services.gehealthcare.com/gehcstorefront/p/00-888735-01 |  |  |  |  | Ashok
HCPB11_433 | OEC Medical Systems (GE Healthcare) | 00-900689-01 |  | Power Supply | Quad Output Power Supply For OEC UroView 2600 System | [39 empty] | Brand Name |  | Type | Quad Output | Size |  | Color |  | Material |  | Dimensions |  | For Use With | For OEC 9600 C-arm, OEC UroView 2800 System, OEC UroView 2600 System | [114 empty] | Quad Output Power Supply | UroView System Power Supply |  | https://services.gehealthcare.com/gehcstorefront/p/00-900689-01 |  |  |  |  | Ashok
HCPB11_434 | OEC Medical Systems (GE Healthcare) | 00-901077-01 |  | Wheel | 8in Plastic Steering Wheel For OEC 9600/9800/9900 C-Arm System | [9 empty] | https://suntronixmedicalimaging.com/wp-content/uploads/2018/12/00-901077-01.jpg | [29 empty] | Brand Name |  | Type | Steering | Size | 8in | Color |  | Material | Plastic | Dimensions |  | For Use With | For OEC 9600/9800/9900 C-Arm System | [114 empty] | Wheel | Steering Wheel | C-Arm System Steering Wheel | https://services.gehealthcare.com/gehcstorefront/p/00-901077-01 | https://suntronixmedicalimaging.com/product/geoec-wheel-00-901077-01/ | https://www.ebay.com/itm/235485941014 |  |  | Ashok
HCPB11_435 | OEC Medical Systems (GE Healthcare) | 00-901141-04 |  | Assembly | Hi-Voltage Control Cable Assembly For OEC 9800 C-ARM System | [9 empty] | https://www.blockimaging.com/hubfs/Parts/28300_00-901141-04%20(2).jpg | [29 empty] | Brand Name |  | Type | Hi-Voltage Control Cable | Size |  | Color |  | Material |  | Dimensions |  | For Use With | For OEC 9800 C-ARM System | [114 empty] | Cable Assembly | Hi-Voltage Control Cable Assembly |  | https://services.gehealthcare.com/gehcstorefront/p/5694681-01 | https://www.blockimaging.com/parts/00-901141-04-oec-c-arm-hv-cable | https://www.ebay.com/itm/235251563922 |  |  | Ashok
HCPB11_436 | OEC Medical Systems (GE Healthcare) | 00-901151-01 |  | Assembly | Control Panel Assembly For OEC 9800 C-ARM System | [9 empty] | https://medparts24.com/37492-large_default/ge-right-control-panel-pn-00-879502-06-00-901151-01-for-ge-c-arm.jpg | https://medparts24.com/37493-large_default/ge-right-control-panel-pn-00-879502-06-00-901151-01-for-ge-c-arm.jpg | https://medparts24.com/37496-large_default/ge-right-control-panel-pn-00-879502-06-00-901151-01-for-ge-c-arm.jpg | [27 empty] | Brand Name |  | Type | Control Panel | Size |  | Color |  | Material |  | Dimensions |  | For Use With | For OEC 9800 C-ARM System | [114 empty] | Panel Assembly | Control Panel Assembly |  | https://services.gehealthcare.com/gehcstorefront/p/00-901151-01 | https://medparts24.com/c-arm/11643-ge-right-control-panel-pn-00-879502-06-00-901151-01-for-ge-c-arm.html |  |  |  | Ashok
HCPB11_437 | OEC Medical Systems (GE Healthcare) | 00-901400-01 |  | Power Supply | +5/+12 Workstation Power Supply For OEC MiniView 6800 C-Arm System | [9 empty] | https://shop.gehealthcare.ca/medias/00-901400-01-P1.jpg?context=bWFzdGVyfGltYWdlc3wyNjg3MDF8aW1hZ2UvanBlZ3xhVzFoWjJWekwyZ3dOQzlvTkRZdk9EZzROVFEzTkRnMU1qZzVOQzVxY0djfGEwYmVjNzQwNWI2ZTkxNWI5YmZkYTU1Mzk1YmZiYzgxODc5MjFlZjAzNWMzY2E4OGI1OGZiNTAzMDVlYjRkZjA | [9 empty] | https://documents.cdn.ifixit.com/6lJTQHQgLrjigiyL.pdf | [6 empty] | Remote sense on main output | Single wire current sharing | Built-in EMI filter | Efficiency of 75% typical at full load | [9 empty] | Brand Name |  | Type | +5/+12 Workstation | Size |  | Color |  | Material |  | Dimensions |  | For Use With | For OEC MiniView 6800 C-Arm System | [114 empty] | Workstation Power Supply | C-Arm System Power Supply |  | https://services.gehealthcare.com/gehcstorefront/p/00-901400-01 |  |  |  |  | Ashok
HCPB11_438 | OEC Medical Systems (GE Healthcare) | 00-901523-04 |  | Clutch | 45 in-oz Green Friction Clutch For OEC 9800 C-ARM System | [9 empty] | https://services.gehealthcare.com/medias/00-901523-04-P1.jpg?context=bWFzdGVyfGltYWdlc3wzOTk5MDZ8aW1hZ2UvanBlZ3xhVzFoWjJWekwyaGxOUzlvWVdVdk9EZzROVFEzTkRreE9EUXpNQzVxY0djfDBmZjYyODdiZDYwMWMwMDk0OWQ5NWM2NThmMjhmYmYyODIyZmJlY2UyMDY1MjU0NGYxZjJhMjg5MWIyZDRiOGE | [16 empty] | High Corrosion Resistance | Good Wear Resistance Urethane Rollers | Torque Limiting Clutch | Stainless Steel Mounting Arms | [9 empty] | Brand Name |  | Type | Friction | Size |  | Color | Green | Material |  | Dimensions |  | For Use With | For OEC 9800 C-ARM System | Static Torque | 45 in-oz | [112 empty] | Friction Clutch | C-ARM System Friction Clutch |  | https://services.gehealthcare.com/gehcstorefront/p/00-901523-04 |  |  |  |  | Ashok
HCPB11_439 | OEC Medical Systems (GE Healthcare) | 00-901588-01-OEC |  | Drape Pack | 12in Sterile Disposables Drape Pack For OEC 6800 C-Arm System | [26 empty] | For use with 12"II OEC C-arm for OEC Elite, 9900, 9800, 9600, Brivo | Sterile disposable pack includes four items: drape for C-arm, II, and X-ray tube, cover for footswitch | [11 empty] | Brand Name |  | Type |  | Size | 12in | Color |  | Material |  | Dimensions |  | For Use With | For OEC 6800 C-Arm System |  | Sterility | Steril | Usage | Disposable | Latex/Latex-Free | Latex-Free | [106 empty] | 20/Case | Drape Pack | Steril Drape Pack | Disposable Drape Pack | https://services.gehealthcare.com/gehcstorefront/p/00-901588-01-OEC | https://mms.mckesson.com/product/653678/GE-Healthcare-00-901588-01-OEC | https://www.graylinemedical.com/products/ge-medical-c-arm-surgical-drapes-miniview-6800-c-arm-drape-disposable-12-00-901588-01-oec?srsltid=AfmBOoqPCH2F4QmfwxjUFJs9Pzn4uMSGzJal2Mp66nQjRH9KrDwWTWGa |  |  | Ashok
HCPB11_44 | Carestream Health | SPAD0015 |  | Assembly Kit | Service Assembly Kit For Collimator Shaft | [9 empty] | https://www.medicaloutfittersparts.com/web/image/product.product/14690/image_1024/%5BSPAD0015%5D%20Carestream%20Service%20Assembly%20Kit%2C%20Collimator%20Shaft%2C%20PN%20SPAD0015?unique=34fa139 | [29 empty] | Brand Name |  | Type |  | Size |  | Color |  | Material |  | Dimensions |  | For Use With | For Collimator Shaft | [114 empty] | Service Assembly Kit | Collimator Shaft Service Assembly Kit |  |  | https://www.medicaloutfittersparts.com/shop/spad0015-carestream-service-assembly-kit-collimator-shaft-pn-spad0015-27457 | https://integritymedicalservice.com/carestream-parts/carestream-revolution-parts/SPAD0015/ |  |  | Asha
HCPB11_440 | OEC Medical Systems (GE Healthcare) | 12-225106-06 |  | Screw | 6-32 x 3/8in Torx Pan Head Screw For OEC Mobile C-Arms |  | This screw is a pan head screw with a its six point star design on the screw head. The screw is 3/8 inch long and has #6-32 UNC threads. This fastener features a (SEMS type) one-piece screw and washer assembly which results in a quicker and easier installations over a two-piece screw and washer assembly. Fasteners like these are known for their ability to prevent screw damage and enable the user to exert a high amount of torque damaging the product.The part is made of high quality steel material and is also zinc electroplated to enhance its corrosion resistance. This coating forms a physical barrier that prevents rust from reaching the underlying metal surface. The assembly is RoHS compliant and approved to safety standards. This screw is used with the assembly for OEC Mobile C-Arms. | [7 empty] | https://services.gehealthcare.com/medias/12-225106-06-P1.jpg?context=bWFzdGVyfGltYWdlc3wyMzA1NDd8aW1hZ2UvanBlZ3xhVzFoWjJWekwyZzVOaTlvTTJJdk9EZzNOemMzTmpZNU9UUXlNaTVxY0djfGI0MzhjYjZhM2U0MGZkY2Y0MjgxNmQ2MWRmZjNmY2IwZDMyMjc3ZWY1YjUzNGJkMzk2OWMzZmJhZTJiZWNhZmI | [16 empty] | Integrated screw and washer assembly | RoHS Compliant | Good Durability | Anti-corrosive | High strength | Pan head with Torx drive | Integrated screw and washer assembly | RoHS Compliant | [5 empty] | Brand Name |  | Type | Pan Head | Size |  | Color |  | Material |  | Dimensions | 6-32 x 3/8in | For Use With | For OEC Mobile C-Arms |  | Drive Type | Torx | [111 empty] | Pan Head Screw | Torx Pan Head Screw |  | https://services.gehealthcare.com/gehcstorefront/p/12-225106-06 |  |  |  |  | Ashok
HCPB11_441 | OEC Medical Systems (GE Healthcare) | 5260471 |  | Assembly | Video Control Printed Wire Board Assembly For OEC 9800 C-Arm | [9 empty] | https://services.gehealthcare.com/medias/5260471.jpg?context=bWFzdGVyfGltYWdlc3wxMTk3NzB8aW1hZ2UvanBlZ3xhVzFoWjJWekwyZ3hPUzlvTW1Rdk9EZ3pNRFF3TnpJM09EWXlNaTVxY0djfDg5MWNkNmViNDE1MTk5YmY3NGFjMzlkZGZmN2IwNDE1YjI3OGIzNDhjNGVlZTkyMmM3M2JiODhlZGQ4N2JiZGY | [29 empty] | Brand Name |  | Type | Video Control, Printed Wire Board | Size |  | Color |  | Material |  | Dimensions |  | For Use With | For OEC 9800 C-Arm | [114 empty] | Wire Board Assembly | Printed Wire Board Assembly | Video Control Wire Board Assembly | https://services.gehealthcare.com/gehcstorefront/p/5260471 | https://www.ebay.com/itm/235650311102 |  |  |  | Ashok
HCPB11_442 | OEC Medical Systems (GE Healthcare) | 5309876 |  | Assembly | Cine Bridge 2nd Generation Board Assembly For OEC 9900 C-ARM System | [9 empty] | https://www.blockimaging.com/hubfs/Parts/5309376_35822.jpg | https://www.blockimaging.com/hubfs/Parts/35822_5309876%20(2).jpg | https://www.blockimaging.com/hubfs/Parts/35822_5309876%20(3).jpg | [27 empty] | Brand Name |  | Type | Cine Bridge 2nd Generation Board | Size |  | Color |  | Material |  | Dimensions |  | For Use With | For OEC 9900 C-ARM System | [114 empty] | Cine Bridge Board Assembly | 2nd Generation Board Assembly | Cine Bridge 2nd Generation Board Assembly For OEC 9900 C-ARM System | https://services.gehealthcare.com/gehcstorefront/p/5309876 | https://www.blockimaging.com/parts/5309876-oec-c-arm-cine-bridge-gen-2-board | https://www.ebay.ca/itm/334888178875 |  |  | Ashok
HCPB11_443 | OEC Medical Systems (GE Healthcare) | 5315470 |  | Control Board | Version 2 ISD Power Control Board For OEC 9900 C-Arm System | [9 empty] | https://services.gehealthcare.com/medias/5315470-P1.jpg?context=bWFzdGVyfGltYWdlc3w1NDcwNDJ8aW1hZ2UvanBlZ3xhVzFoWjJWekwyZzFPQzlvT0RFdk9EZzNOemt3TXpjME1EazFPQzVxY0djfGFjZmY4NDM5Mzc5ZDNlZTIwNWI1N2JiY2I2N2Q3OTEzZjFhMzQ1ODc0ZTcxY2U2NDM4MTllZDYyNGFhZTU4ZTI | [29 empty] | Brand Name |  | Type | Version 2 ISD Power | Size |  | Color |  | Material |  | Dimensions |  | For Use With | For OEC 9900 C-Arm System | [114 empty] | Power Control Board | ISD Power Control Board | Version 2 ISD Power Control Board | https://services.gehealthcare.com/gehcstorefront/p/5315470 | https://www.ebay.com/itm/235854791082 |  |  |  | Ashok
HCPB11_444 | OEC Medical Systems (GE Healthcare) | 5318470FS |  | PCB | Fluoro Functions PCB For OEC 9900, 9800 C-Arm System | [9 empty] | https://services.gehealthcare.com/medias/5318470FS.jpg?context=bWFzdGVyfGltYWdlc3wxNTI2MDl8aW1hZ2UvanBlZ3xhVzFoWjJWekwyaGpNUzlvT1dJdk9EZ3pNRFF4TURreE5UZzNNQzVxY0djfDQ2ZjIyZjk0OGZmMzdiZGE5Yjc4ODRjZGQ0MTA3MDQ4NGExZmRhMDFiNzhhNDU2ODU5YjI5ZDBiYTA4NWZlODU | [16 empty] | Three Independent Communication Channels | Two LED's for displaying status information | Radio Frequency Interference (RFI) Filters on inputs | Output port for diagnostic purpose | Reliable performance | RoHS Compliant | [7 empty] | Brand Name |  | Type | Fluoro Functions | Size |  | Color |  | Material |  | Dimensions |  | For Use With | For OEC 9900, 9800 C-Arm System | [114 empty] | Functions PCB | Fluoro Functions PCB |  | https://services.gehealthcare.com/gehcstorefront/p/5318470FS | https://suntronixmedicalimaging.com/product/ge-oec-board-5318470fs/ |  |  |  | Ashok
HCPB11_445 | OEC Medical Systems (GE Healthcare) | 5324216 |  | Assembly Kit | Inspection Instructions & Collimator Assembly Kit For OEC 9900 C-Arm System | [9 empty] | https://i.ebayimg.com/images/g/zoYAAOSwbaJjd5Dk/s-l1600.webp | https://i.ebayimg.com/images/g/fQoAAOSweE1jd5Eg/s-l960.webp | [28 empty] | Brand Name |  | Type | Inspection Instructions & Collimator | Size |  | Color |  | Material |  | Dimensions |  | For Use With | For OEC 9900 C-Arm System | [114 empty] | Collimator Assembly Kit | Inspection Instructions & Collimator Assembly Kit |  | https://services.gehealthcare.com/gehcstorefront/p/5324216 | https://www.ebay.com/itm/325429493630 | https://www.blockimaging.com/parts/5324216-oec-c-arm-dual-leaf-tungsten-non-cardiac-collimator |  |  | Ashok
HCPB11_446 | OEC Medical Systems (GE Healthcare) | 5330472-65 |  | Aiming Device | 12in Laser Aiming Device | [39 empty] | Brand Name |  | Type | Laser | Size | 12in | Color |  | Material |  | Dimensions |  | For Use With | [115 empty] | Aiming Device | Laser Aiming Device |  |  | https://partscg.com/product/5330472-65-oec-12-inch-laser-aimer/ |  |  |  | Ashok
HCPB11_447 | OEC Medical Systems (GE Healthcare) | 5335510 |  | Assembly | 30ft Workstation Interconnect Cable Assembly For OEC 9900 Elite C-Arm System | [9 empty] | https://www.blockimaging.com/hubfs/Parts/66891_H2354P04%20(2)-1.jpg | https://www.blockimaging.com/hubfs/Parts/66891_H2354P04%20(4)-1.jpg | [28 empty] | Brand Name |  | Type | Workstation Interconnect Cable | Size | 30ft | Color |  | Material |  | Dimensions |  | For Use With | For OEC 9900 Elite C-Arm System | [114 empty] | Interconnect Cable Assembly | Workstation Interconnect Cable Assembly |  | https://services.gehealthcare.com/gehcstorefront/p/5335510 | https://www.blockimaging.com/parts/5335510-oec-c-arm-30-interconnect-cable |  |  |  | Ashok
HCPB11_448 | OEC Medical Systems (GE Healthcare) | 5340077FS |  | Assembly | Back Plane Printed Circuit Board Assembly For OEC 9900, 9800 C-Arm System | [9 empty] | https://services.gehealthcare.com/medias/5340077FS-P1.jpg?context=bWFzdGVyfGltYWdlc3w1NjgwMjl8aW1hZ2UvanBlZ3xhVzFoWjJWekwyaGtOeTlvTm1Vdk9EZzNOemt3TlRBeE9Ea3hNQzVxY0djfGI5NWU4MDM4ZGFmMmMxZGI4ZmRjZDNhNTQ0MmQ4MjhjOTRkN2VkMGEwNDI5MmZhYzIyNTlmZGQ4ZDE0MDQzZDc | [29 empty] | Brand Name |  | Type | Back Plane Printed Circuit Board | Size |  | Color |  | Material |  | Dimensions |  | For Use With | For OEC 9900, 9800 C-Arm System | [114 empty] | Circuit Board Assembly | Printed Circuit Board Assembly | Back Plane Circuit Board Assembly | https://services.gehealthcare.com/gehcstorefront/p/5340077FS | https://suntronixmedicalimaging.com/product/geoec-board-5440077fs/ |  |  |  | Ashok
HCPB11_449 | OEC Medical Systems (GE Healthcare) | 5340083FS |  | Assembly | Filament Driver PC Board Assembly For OEC 9800 C-Arms System | [9 empty] | https://services.gehealthcare.in/medias/5340083FS-P1.jpg?context=bWFzdGVyfGltYWdlc3w0MzQ5NDZ8aW1hZ2UvanBlZ3xhVzFoWjJWekwyZ3hPQzlvWTJJdk9EZzROVFE0TlRrMk1USTBOaTVxY0djfGIxOGY4MDk2ODg4YjllNWZiNjVmMDQ3MWMzMTY4MTgzNTMyOWUwOWY5ODQwMGIxMjUxNzY3OTM4YzZlNjZhYzE | https://services.gehealthcare.in/medias/5340083FS-P2.jpg?context=bWFzdGVyfGltYWdlc3wzNjU1NjB8aW1hZ2UvanBlZ3xhVzFoWjJWekwyaGtZaTlvWWpJdk9EZzROVFV4TURjMk5qWXlNaTVxY0djfGY5OTFjZmYzMzViZjQ3MWM2YzQzYzU2OTI4MzU1NTBiOGIwMjZiMTc3MGQ5OTUwZWU0ZWE5NzY1NDA1Njc2ZGY | https://services.gehealthcare.in/medias/5340083FS-T1.jpg?context=bWFzdGVyfGltYWdlc3w0ODM2OTB8aW1hZ2UvanBlZ3xhVzFoWjJWekwyZzFNaTlvTXpNdk9EZzROVFV6TlRNM05UTTVNQzVxY0djfDU2ZTViMzRjZmJjNGQ3NjUzYTJhZmY1Y2I0ZmNlZTI2YzNjYmVmZDk1NjViMGM2NTBlYmNjZGZmN2M3MTgwZjI | [27 empty] | Brand Name |  | Type | Filament Driver PC Board | Size |  | Color |  | Material |  | Dimensions |  | For Use With | For OEC 9900 Elite, OEC 9800 C-Arms System | [114 empty] | PC Board Assembly | Filament Driver PC Board Assembly |  | https://services.gehealthcare.com/gehcstorefront/p/5340083FS |  |  |  |  | Ashok
HCPB11_45 | Carestream Health | SPAD0732 | RS1065 | Power LED | RS1065 White Power LED For Ralco X-Ray Collimator | [39 empty] | Brand Name |  | Type | Power | Size |  | Color | White | Material |  | Dimensions |  | For Use With | For DRX Revolution, For Ralco X-ray Collimator | [114 empty] | Power LED | White Power LED |  |  | https://integritymedicalservice.com/carestream-parts/carestream-revolution-parts/SPAD0732/ | https://pmbiomedical.com/products/img_parts_white-power-led-rs-1065_55441 |  |  | Asha
HCPB11_450 | OEC Medical Systems (GE Healthcare) | 5366267 |  | Assembly | Smart Power Switch PC Board Assembly For C-Arm X-Ray System | [9 empty] | https://i.ebayimg.com/images/g/MAUAAOSwKaFnkJp~/s-l1600.webp | https://i.ebayimg.com/images/g/SLYAAOSwcpVnkJqB/s-l960.webp | https://i.ebayimg.com/images/g/nksAAOSw~IdnkJqJ/s-l960.webp | https://i.ebayimg.com/images/g/z2YAAOSwTH5nkJqL/s-l960.webp | https://i.ebayimg.com/images/g/fEwAAOSwQPtnkJqM/s-l960.webp | [25 empty] | Brand Name |  | Type | Smart Power Switch PC Board | Size |  | Color |  | Material |  | Dimensions |  | For Use With | For C-Arm X-Ray System | [114 empty] | PC Board Assembly | Smart Power Switch PC Board Assembly |  | https://services.gehealthcare.com/gehcstorefront/p/5366267 |  |  |  |  | Ashok
HCPB11_451 | OEC Medical Systems (GE Healthcare) | 5554962 |  | Assembly | Control Panel LCD Monitor Assembly For 9900 Elite, 9900 X-Ray System | [9 empty] | https://i.ebayimg.com/00/s/MTM2OFgxNjAw/z/PBQAAOSw9hJnYGn9/$_57.PNG?set_id=880000500F | https://i.ebayimg.com/00/s/MTM2OFgxNjAw/z/5LIAAOSwI-JnYGoI/$_57.PNG?set_id=880000500F | https://i.ebayimg.com/00/s/MTIwMFgxNjAw/z/owgAAOSwd~JnYGoc/$_57.PNG?set_id=880000500F | https://i.ebayimg.com/00/s/MTIwMFgxNjAw/z/9A4AAOSwLz9nYGpl/$_57.PNG?set_id=880000500F | https://i.ebayimg.com/00/s/MTYwMFgxMjAw/z/ZYwAAOSwU0FnYGp8/$_57.PNG?set_id=880000500F | [25 empty] | Brand Name |  | Type | Control Panel LCD Monitor | Size |  | Color |  | Material |  | Dimensions |  | For Use With | For 9900 Elite, 9900 X-Ray System | [114 empty] | LCD Monitor Assembly | Control Panel LCD Monitor Assembly |  | https://services.gehealthcare.com/gehcstorefront/p/5554962 |  | https://chepestdiscount.ru/product/235873608846 |  |  | Ashok
HCPB11_452 | OEC Medical Systems (GE Healthcare) | 5757839 |  | Fan | Fan For 5561609 GPOS Single Board Computer | [39 empty] | Brand Name |  | Type |  | Size |  | Color |  | Material |  | Dimensions |  | For Use With | For 5561609 GPOS Single Board Computer | With | With Screws | [112 empty] | Fan | GPOS Single Board Computer Fan | Fan With Screws | https://services.gehealthcare.com/gehcstorefront/p/5757839 | https://pdfcoffee.com/9900elite-illustrated-part-book-pdf-free.html |  |  |  | Ashok
HCPB11_453 | Ohio Medical | 0217-5359-800 |  | Bracket | 1/8in NPTFM Universal Manifold Bracket | [9 empty] | 0217-5359-800.jpg | [29 empty] | Brand Name |  | Type | Universal, Manifold | Size |  | Color |  | Material |  | Dimensions |  | For Use With |  | Connection | 1/8in NPTFM | [112 empty] | Bracket | Manifold Bracket | Universal Bracket | https://www.ohiomedical.com/wp-content/uploads/Medical-Devices-Full-Line-Global-Product-Catalog-255540.pdf | https://www.cna-medical.com/product-p/0217-5359-800.htm |  |  |  | Vijaylakshmi
HCPB11_454 | Ohio Medical | 0221-6285-300 |  | Assembly | Collection Bottle Cap And Float Assembly | [9 empty] | https://solsuite-staticcontent.azurewebsites.net/f07fcd4c-deb0-4afd-ab93-279dd96ca0f7/Catalog/SOTAccessories/d450c134-021d-4bb0-901b-2a21fb5ac1f9.jpg | [9 empty] | https://www.ohiomedical.com/wp-content/uploads/Medical-Devices-Full-Line-Global-Product-Catalog-255540.pdf | [19 empty] | Brand Name |  | Type | Collection Bottle Cap And Float | Size |  | Color |  | Material |  | Dimensions |  | For Use With | [114 empty] | 1/Pack | Collection Bottle Cap And Float Assembly |  |  | https://www.ohiomedical.com/products/suctionregulators/suction-oxygen-therapy-accessories/spec/0221-6285-300/ | https://www.cna-medical.com/product-p/0221-6285-300.htm | https://www.medequipdepot.com/products/0221-6236-300-ohio-medical-bracket-bottle-floor.html?srsltid=AfmBOopRW2OHL2T3lXjvoGqR_mOLO8hXzmIuKOvQGicnYk_4qWeNWUb6 |  |  | Vijaylakshmi
HCPB11_455 | Ohio Medical | 0321-7986-800 |  | Bottle | 6.3125 dia x 10.625in H 3200ml Collection Bottle | [7 empty] | 10.625in |  | 0321-7986-800.jpg | [16 empty] | Latex-free | Shatter resistant | [11 empty] | Brand Name |  | Type | Collection | Size |  | Color |  | Material |  | Dimensions |  | For Use With |  | Diameter | 6.3125in | Capacity | 3200ml | Includes | Wall Bracket, Cap And Float | [108 empty] | Bottle | Collection Bottle | Bottle With Wall Bracket | https://www.ohiomedical.com/wp-content/uploads/Medical-Devices-Full-Line-Global-Product-Catalog-255540.pdf | https://www.cna-medical.com/product-p/0321-7986-800.htm | https://medicaldevices.icij.org/manufacturers/u-s-food-and-drug-administration-ohio-medical-corporation-ohio-medical-corporation-1111-lakeside-dr-gurnee-il-60031 | https://jarrprinting.com/upload/files/255429_PROOF.pdf |  | Vijaylakshmi
HCPB11_456 | Ohio Medical | 261010-1 |  | Outlet | Oxygen Wall Outlet For Diamond Ohmeda Adapter | [9 empty] | https://solsuite-staticcontent.azurewebsites.net/f07fcd4c-deb0-4afd-ab93-279dd96ca0f7/Catalog/Outlets/106833bc-3747-47de-a278-d9724e52ea67.png | [9 empty] | https://www.ohiomedical.com/wp-content/uploads/Medical-Gas-Parts-Service-Guide-255425.pdf | [6 empty] | Accepts Chemetron/Allied®, Diamond, HillRom® Beacon Medaes, Puritan Bennett and DISS specific adapters | Pin indexed to prevent interchangeability of gas services | Cleaned for medical gas service | Less than 3psi (21kPa) pressure drop through the outlet at 120l/min and 50psig (345kPa) inlet pressure | Inlet pipe can be rotated 360 degrees for ease of installation | Gas specific back bodies can accept either Quick Connect or DISS front identification bodies | Outlets can be adjusted up to 1-1/4in (32mm) wall thickness | Adapters are available from Ohio Medical Corporation | [5 empty] | Brand Name |  | Type | Wall | Size |  | Color |  | Material |  | Dimensions |  | For Use With | For Diamond Ohmeda Adapter | Gas Type | Oxygen | [112 empty] | Outlet | Oxygen Outlet | Wall Outlet | https://www.ohiomedical.com/products/outlets/spec/261010-1/ | https://online.flipbuilder.com/lgvl/sjcs/files/basic-html/page1044.html | https://jarrprinting.com/upload/files/MK-FIT-BRO_FI_THORPE_Brochure_C__B.pdf |  |  | Vijaylakshmi
HCPB11_457 | Ohio Medical | 600210 |  | Analyzer | MiniOX® 200E Oxygen Analyzer |  | The MiniOX 200E is best used anywhere an inline analyzer is needed when alarms are not required and it is ideal for applications needing an external sensor. The patented ergonomic design fits comfortably in your hand or can be mounted using the included ovetail. The analyzer and sensor both have a two-year warranty. | 2 Years | [6 empty] | https://solsuite-staticcontent.azurewebsites.net/f07fcd4c-deb0-4afd-ab93-279dd96ca0f7/Catalog/O2MonitorAnalyzers/854bd004-2900-41d0-98f5-f1f90315ec8c.png | [9 empty] | https://www.ohiomedical.com/wp-content/uploads/Medical-Devices-Full-Line-Global-Product-Catalog-255540.pdf | https://www.ohiomedical.com/wp-content/uploads/MiniOX-200E-Spec-Sheet-550625.pdf | https://www.ohiomedical.com/wp-content/uploads/MiniOX-Brochure-255572.pdf | [17 empty] | Brand Name | MiniOX® 200E | Type | Oxygen | Size |  | Color |  | Material |  | Dimensions |  | For Use With | [115 empty] | Analyzer | MiniOX® 200E Analyzer | Oxygen Analyzer | https://www.ohiomedical.com/products/o2monitoranalyzers/spec/600210/ | https://ventureresp.com/ohio-medical-miniox-200e-oxygen-analyzer-w-oxygen-sensor-600210/ | https://www.medequipdepot.com/products/600210-ohio-medical-analyzer-miniox-200e.html?srsltid=AfmBOoqAOUUHGtigmv4Pxi49TsBRgiNW0xjNrJ3gAzI0AgOoIG-cA3hG | https://www.rcmedical.com/viewProduct.cfm?productID=2529 |  | Vijaylakshmi
HCPB11_458 | Ohio Medical | 606940 |  | Sensor | MiniOX® 250E Oxygen External Sensor For MiniOX 200E Oxygen Analyzer |  |  | 2 Years | [6 empty] | https://solsuite-staticcontent.azurewebsites.net/f07fcd4c-deb0-4afd-ab93-279dd96ca0f7/Catalog/O2MonitorAnalyzers/f5b53e85-72d8-48b0-a0c5-9818e05d34a0.png | [9 empty] | https://www.ohiomedical.com/wp-content/uploads/Medical-Devices-Full-Line-Global-Product-Catalog-255540.pdf | https://www.ohiomedical.com/wp-content/uploads/MiniOX-200-200E-Operating-Manual-Instructions-For-Use-600002.pdf | https://www.ohiomedical.com/wp-content/uploads/MiniOX-200E-Spec-Sheet-550625.pdf | https://www.ohiomedical.com/wp-content/uploads/MiniOX-Brochure-255572.pdf | [16 empty] | Brand Name | MiniOX® 250E | Type | Oxygen, External | Size |  | Color |  | Material |  | Dimensions |  | For Use With | For MiniOX 200E Oxygen Analyzer | [114 empty] | Sensor | MiniOX® 250E Sensor | Oxygen Sensor | https://www.ohiomedical.com/products/o2monitoranalyzers/spec/606940/ |  |  |  |  | Vijaylakshmi
HCPB11_459 | Ohio Medical | 6700-0005-300 |  | Tubing | Tygon® 1/4 ID x 1/2in OD Clear Vinyl Suction Tubing | [9 empty] | 6700-0005-300.jpg | [16 empty] | Kink-resistant | Latex-free | Implosion-resistant | [10 empty] | Brand Name | Tygon® | Type | Suction | Size |  | Color | Clear | Material | Vinyl | Dimensions |  | For Use With |  | Inner Diameter | 1/4in | Outer Diameter | 1/2in | Wall Thickness | 1/8in | [108 empty] | Tubing | Tygon® Tubing | Suction Tubing | https://www.ohiomedical.com/wp-content/uploads/Medical-Devices-Full-Line-Global-Product-Catalog-255540.pdf | https://www.graylinemedical.com/products/ohio-medical-tubing-clear-vinyl-foot-wall-clear-vinyl-foot-wall-tubing-14-6700-0005-300?srsltid=AfmBOopd96Nbyd4YQloZIOnssyAWAeEkflmXGWfsJbs6lTIkn1llDXrU | https://www.cna-medical.com/product-p/6700-0005-300.htm |  |  | Vijaylakshmi
HCPB11_46 | Carestream Health | SPAD4438 |  | Handle | Actuator Switch Handle | [39 empty] | Brand Name |  | Type | Actuator Switch | Size |  | Color |  | Material |  | Dimensions |  | For Use With | [115 empty] | Switch Handle | Actuator Switch Handle |  |  | https://integritymedicalservice.com/carestream-parts/revolution-plus-parts/SPAD4438/ |  |  |  | Asha
HCPB11_460 | Ohio Medical | 6700-0302-803 |  | Adapter | DISS Male Diamond Air Adapter | [9 empty] | https://services.gehealthcare.com/medias/6700-0302-803-001.jpg?context=bWFzdGVyfGltYWdlc3wxNzc1Nzd8aW1hZ2UvanBlZ3xhVzFoWjJWekwyZ3hZeTlvTm1Rdk9EZzNORGMzTURJMk9ERTVNQzVxY0djfDQyZGVjZDgxYzRlNzMzYTU1ZWFhZGQzODJlZTU4Mzg5NTY1YzlmZTIzZTJmZTM2Y2UxMTIxOGE0OWJmZjM3NzA | [29 empty] | Brand Name |  | Type | Diamond, Air | Size |  | Color |  | Material |  | Dimensions |  | For Use With |  | Connection | DISS Male | [111 empty] | Each | Adapter | Diamond Adapter | Air Adapter |  | https://services.gehealthcare.com/gehcstorefront/p/6700-0302-803 | https://www.aaawholesalecompany.com/ohi-6700-0302-803--ea-.html?srsltid=AfmBOoqzJjWATjcchdrYbI4ArSUwLC7wSfel9HM0k4eq69HootdxP-fG |  |  | Vijaylakshmi
HCPB11_461 | Ohio Medical | 6700-0500-802 |  | Adapter | 1/8in NPTM NCG Rectifier Vacuum Chemetron Adapter | [9 empty] | https://services.gehealthcare.in/medias/6700-0500-802-001.jpg?context=bWFzdGVyfGltYWdlc3wxOTU2ODF8aW1hZ2UvanBlZ3xhVzFoWjJWekwyZzFaaTlvTm1Zdk9EZzFOVEV5TWpZM016WTVOQzVxY0djfDM4NDVhMDc5MjQ0NDZkOTJhM2Y1MWMxMDMwMWZhNDNkYTg3MWJiMTAyNDEzNzE0MDY2Yjc5OWVmYTA5MjJmY2M | https://services.gehealthcare.in/medias/6700-0500-802-002.jpg?context=bWFzdGVyfGltYWdlc3wxNzUwNzN8aW1hZ2UvanBlZ3xhVzFoWjJWekwyaG1OUzlvTTJNdk9EZzFOVEV5T0RFM09EY3hPQzVxY0djfGU5ZDk2ZmI2NTY2Zjg3ZGUyNWJiOWFjNzhkZDk2Yzg5MWMzM2ZhZjUyOWIyZjY0YjM5OGNkNTY4OWQ1M2RhZjI | https://services.gehealthcare.in/medias/6700-0500-802-003.jpg?context=bWFzdGVyfGltYWdlc3wxODQ1NTV8aW1hZ2UvanBlZ3xhVzFoWjJWekwyaGtZaTlvTVRndk9EZzFOVEV6TURrek1USXpNQzVxY0djfDU2Nzc2ZDI3N2U3ODc4Yjg4NDhmYWFiMGViZWU0NDEzYzUyMjYwZDBiZjVmZDFlZmEyMDhkMmE4ZTIwMTcwYjU | [27 empty] | Brand Name |  | Type | NCG Rectifier, Vacuum, Chemetron | Size |  | Color |  | Material |  | Dimensions |  | For Use With |  | Connection | 1/8in NPTM | [112 empty] | Adapter | Vacuum Adapter | Chemetron Adapter | https://www.ohiomedical.com/wp-content/uploads/550775Rev.-1MRConditionalStatement.pdf | https://services.gehealthcare.in/gehcstorefront/p/6700-0500-802 |  |  |  | Vijaylakshmi
HCPB11_462 | Ohio Medical | 6700-0510-802 |  | Adapter | 1/8in NPTM Vacuum DISS Handtight Adapter | [9 empty] | 6700-0510-802.jpg | [29 empty] | Brand Name |  | Type | Vacuum, DISS Handtight | Size |  | Color |  | Material |  | Dimensions |  | For Use With |  | Connection | 1/8in NPTM | [112 empty] | Adapter | Vacuum Adapter | DISS Handtight Adapter | https://www.ohiomedical.com/wp-content/uploads/550775Rev.-1MRConditionalStatement.pdf | https://www.medequipdepot.com/products/6700-0510-802-ohio-medical-adptr-vac-hit-diss-f-1-8-nptm-cln.html?srsltid=AfmBOoo3OLl5QnsHSSvLh0Axis1Y9bMqybU5tHCJU_nzB9ybsPBzmxGr | https://bimedis.com/p-item/other-parts-ohio-medical-6700-0510-802-2017283 |  |  | Vijaylakshmi
HCPB11_463 | Ohio Medical | 6700-0535-800 |  | Adapter | Puritan® 1/8in NPT Male Oxygen PUR Swivel Adapter | [9 empty] | 6700-0535-800.jpg | [29 empty] | Brand Name | Puritan® | Type | Oxygen, PUR Swivel | Size |  | Color |  | Material |  | Dimensions |  | For Use With |  | Connection | 1/8in NPT Male | [112 empty] | Adapter | Puritan® Adapter | Oxygen Adapter |  | https://pmbiomedical.com/products/img_parts_adapter-o2-pur-swivel-1-8-nptm_87830 | https://www.scribd.com/document/478605867/fittings-and-adapters-ohio-pdf |  |  | Vijaylakshmi
HCPB11_464 | Ohio Medical | 6700-1246-900 |  | Regulator | Legacy 5.7 H x 3 W x 3.8in D Suction Regulator |  | Ohio Medical's Legacy Vacuum Regulators have been the product of choice for healthcare facilities worldwide for decades. Preferred for maximum performance, high quality and minimum maintenance. Our legacy line offers a broad selection of regulators specially designed for a variety of clincal applications including airway, gastric and surgical suctioning as well as chest drainage. |  |  |  | 1.5lb | 3in | 5.7in | 3.8in | https://solsuite-staticcontent.azurewebsites.net/f07fcd4c-deb0-4afd-ab93-279dd96ca0f7/Configurator/LegacyVRConfig/703306ae-e69f-4721-8383-9bde141eaab5.png | [9 empty] | https://www.ohiomedical.com/wp-content/uploads/Medical-Devices-Full-Line-Global-Product-Catalog-255540.pdf | https://www.ohiomedical.com/wp-content/uploads/surgical-free-flow-vacuum-regulator-service-manual-6700-0088-000.pdf | https://www.ohiomedical.com/wp-content/uploads/Surgical-Free-Flow-ANSI-Spec-Sheet-550037-SFF.pdf |  |  |  |  | Straight-through suction control provides unrestricted, high flow rates up to 150LPM reduces clogging, downtime | Full range regulation regulates through full range of available vacuum automatically self-adjusting Choice of controlled or wide open suction | Large, easy to read gauge: Standard and high vacuum gauges glow in the dark increments and needle Accuracy +/-5% full scale | Quick flip ON/OFF switch: Observable "ON" position turns on to preset level turns off with elbow (when scrubbed) | Diagnostic window: Direct observation of mechanical workings fast, simple access for cleaning or repairs | Large Control knob easy to regulate fast response; one turn from OFF to full vacuum | Durable design and construction: Few mechanical parts rugged, break-resistant case | [6 empty] | Brand Name | Legacy | Type | Suction | Size |  | Color |  | Material |  | Dimensions |  | For Use With |  | Color Standard | Domestic (ANSI) | Patient Use | Surgical And Thoracic | Mode | Surgical/Free-Flow (0 to 200mmHg) And Full Vacuum | Connection | No Adapter with 1/8in NPT Female (Wall), 1/8in NPT Female (Patient) | [104 empty] | 2lb |  | Regulator | Legacy Regulator | Suction Regulator | https://www.ohiomedical.com/products/suctionregulators/ohio-medical-legacy-suction-regulator/spec/14133/ | https://www.graylinemedical.com/products/ohio-medical-amvex-vacuum-regulators-amvex-vacuum-regulator-standard-adult-no-fitting-6700-1246-900?srsltid=AfmBOor0qtdrn7rqT_JUNkdkIizu6-zvadFwNOc2WHM5EE73ZTImmg_j | https://rpsmedcare.com/product-details/ohio-medical-ohio-medicalamvex-vacuum-regulators-6700-1246-900-1-each |  |  | Vijaylakshmi
HCPB11_465 | Ohio Medical | 6700-1260-921 | 6700 | Flowmeter | 152 H x 56 W x 58mm D 15LPM Aluminum Pressure Compensated Oxygen Single Flowmeter |  | Ohio Medical 6700 Flowmeter is designed to meet strict standards of durability and precision. This Flowmeter features large, easy-to-read increments with an expanded LPM range for optimal readability. The base is constructed of aluminum with a clear anodized finish providing a strong, low-weight material safe for low-pressure medical gas. Available with DISS fittings, single, twin or duplex configurations with and without power outlets. Multiple adapters and plastic tubing nipples are also available. |  |  |  | 0.75lb | 56mm | 152mm | 58mm | https://solsuite-staticcontent.azurewebsites.net/f07fcd4c-deb0-4afd-ab93-279dd96ca0f7/Configurator/Ohio6700FMConfig/41b07cf8-8129-4af0-a0b9-65ad648e3266.png | [9 empty] | https://www.ohiomedical.com/wp-content/uploads/Medical-Devices-Full-Line-Global-Product-Catalog-255540.pdf | https://www.ohiomedical.com/wp-content/uploads/6700-Series-Flowmeter-ANSI-Spec-Sheet-550038.pdf | https://www.ohiomedical.com/wp-content/uploads/6700-0363-000Rev.-12_6700_Flowmeter_IFU_Manual.pdf |  |  |  |  | Provides accurate gas flow measurement and control within a range of 1 to 15LPM | For use in a variety of respiratory therapy clinical applications | Features large easy to read increments with an expanded 1 to 5LPM range for improved readability at low flows | Dual taper and rear surface textured to enhance readability | Flush setting delivers a minimum of 65LPM | Supply pressure of 50psi | Impact resistant flowtube and shroud | Solid aluminum body with clear anodized plating | DISS outlet thread with protection rim | Pressure compensated, accurate flow readings | Flowtubes individually tested for accuracy | High precision glass ball ensures maximum repeatability | Double scale eliminates optical distortion | Brand Name |  | Type | Pressure Compensated, Oxygen, Single | Size |  | Color |  | Material | Aluminum | Dimensions |  | For Use With |  | Flow Rating | 15LPM | Color Standard | Domestic (ANSI) | Connection | 1/8in NPT Female (Wall), Tubing Nipple (Patient) | Power Take-Off | No | [106 empty] | Flowmeter | Pressure Compensated Flowmeter | Oxygen Flowmeter | https://www.ohiomedical.com/products/flowmeters/ohio6700fmconfig/spec/14106/ | https://www.airliquide.ca/fr/6700-1260-921-ohio-medical-flowmeter-ohio-medical-6700-adult-thorpe-oxygen-15lpm-50psi-1-8-npt-female/product/A1190423?skuRepositoryId=A1190423 |  |  |  | Vijaylakshmi
HCPB11_466 | Ohio Medical | 6700-1303-900 |  | Regulator | Yellow Air Preset Regulator | [9 empty] | 6700-1303-900.jpg | [16 empty] | Uniform preset 50psi output pressure for O2 and Air | DISS outlet with demand check | Inlet pressure of 3000psig maximum | [10 empty] | Brand Name |  | Type | Air, Preset | Size |  | Color | Yellow | Material |  | Dimensions |  | For Use With |  | Outlet Pressure Rating | 50psi | Connection | Yoke CGA 950 (Inlet), DISS (Outlet) | [110 empty] | Regulator | Air Regulator | Preset Regulator | https://www.ohiomedical.com/wp-content/uploads/Medical-Devices-Full-Line-Global-Product-Catalog-255540.pdf | https://pmbiomedical.com/products/img_parts_reg-950-w-air-diss-chk-outlt_87833 |  |  |  | Vijaylakshmi
HCPB11_467 | Ohio Medical | 6705-1226-908 |  | Regulator | Continuous High Vacuum Regulator | [9 empty] | https://s.turbifycdn.com/aah/yhst-47586636122418/cont-high-ncg-sq-ds-tr-wg-sold-as-1-ea-by-ohio-medical-12.gif | [29 empty] | Brand Name |  | Type | Vacuum | Size |  | Color |  | Material |  | Dimensions |  | For Use With |  | Mode | Continuous High | [111 empty] | 1/Pack | Regulator | Vacuum Regulator |  |  | https://www.aaawholesalecompany.com/ohi-6705-1226-908--ea-.html?srsltid=AfmBOoq2ZOF_uWjivgUBq3hs7YhT2L_eTDk6PKqNnqMDYqzs3W6zJeXj |  |  |  | Vijaylakshmi
HCPB11_468 | Ohio Medical | 6705-1251-901 |  | Regulator | Legacy 6.6 H x 3.5 W x 4.8in D Suction Regulator |  | Ohio Medical's Legacy Vacuum Regulators have been the product of choice for healthcare facilities worldwide for decades. Preferred for maximum performance, high quality and minimum maintenance. Our legacy line offers a broad selection of regulators specially designed for a variety of clincal applications including airway, gastric and surgical suctioning as well as chest drainage. |  |  |  | 1.5lb | 3.5in | 6.6in | 4.8in | https://solsuite-staticcontent.azurewebsites.net/f07fcd4c-deb0-4afd-ab93-279dd96ca0f7/Configurator/LegacyVRConfig/6d8fb12a-24c3-4206-b045-2e1b1a8eafb3.png | [9 empty] | https://www.ohiomedical.com/wp-content/uploads/Medical-Devices-Full-Line-Global-Product-Catalog-255540.pdf | https://www.ohiomedical.com/wp-content/uploads/Intermittent-Suction-Unit-Instructions-For-Use-Addendum-6700-0401-000.pdf | https://www.ohiomedical.com/wp-content/uploads/Intermittent-Suction-Unit-Adult-ANSI-Spec-Sheet-550043-ISU.pdf |  |  |  |  | Unilogic module | Returns to atmospheric pressure during "OFF" cycle | Fully Adjustable | Large, easy to read gauge | Simplifies service procedures | Low cost replacement parts and kits | Durable design and construction: Few mechanical parts rugged, break-resistant case | [6 empty] | Brand Name | Legacy | Type | Suction | Size |  | Color |  | Material |  | Dimensions |  | For Use With |  | Color Standard | Domestic (ANSI) | Patient Use | Adult (Standard) | Mode | Intermittent (0 to 200mmHg) And Full Vacuum | Connection | Chemetron (Wall), Tubing Nipple (Patient) | [104 empty] | 2lb |  | Regulator | Legacy Regulator | Suction Regulator | https://www.ohiomedical.com/products/suctionregulators/ohio-medical-legacy-suction-regulator/spec/14132/ | https://www.medequipdepot.com/products/6705-1251-901-ohio-medical-isu-ncg-sq-nip.html?srsltid=AfmBOoqGju5YZXSgqMKg059NuxmynOMro8Chtn8JYMup12raquYNPynR | https://www.cna-medical.com/Ohio-Medical-Company-6705-1251-901-ISU-NCG-SQ-NIP-p/6705-1251-901.htm |  |  | Vijaylakshmi
HCPB11_469 | Ohio Medical | 751101 |  | Filter | Hydrophobic Filter With 8in Tubing | [9 empty] | 751101.jpg | [29 empty] | Brand Name |  | Type | Hydrophobic | Size |  | Color |  | Material |  | Dimensions |  | For Use With |  | Includes | 8in Tubing | [111 empty] | 1/Pack | Filter | Hydrophobic Filter |  | https://www.ohiomedical.com/wp-content/uploads/Hydrophobic-Filter-Instructions-For-Use-550118.pdf | https://www.cna-medical.com/product-p/751101.htm | https://www.medline.com/product/Portable-Suction-Accessories/Z05-PF162022 | https://www.medequipdepot.com/products/751101-ohio-medical-filter-hydrophobic-w-8-tubing-b.html |  | Vijaylakshmi
HCPB11_47 | Carestream Health | SPAH4197 |  | Power Supply | 700W 18.4V-5V-24V-24V Power Supply | [39 empty] | Brand Name |  | Type |  | Size |  | Color |  | Material |  | Dimensions |  | For Use With |  | Wattage | 700W | Voltage | 18.4V-5V-24V-24V | [110 empty] | Power Supply |  |  |  | https://integritymedicalservice.com/carestream-parts/revolution-plus-parts/SPAH4197/ |  |  |  | Asha
HCPB11_470 | Ohio Medical | 754041 |  | Gauge | 0 to 500mmHG Vacuum Gauge | [39 empty] | Brand Name |  | Type | Vacuum | Size |  | Color |  | Material |  | Dimensions |  | For Use With |  | Pressure Range | 0 to 500mmHG | [111 empty] | 1/Pack | Gauge | Vacuum Gauge |  | https://www.ohiomedical.com/wp-content/uploads/Care-e-vac-3-Manual-for-758010-550549.pdf | https://www.cna-medical.com/product-p/754041.htm | https://www.medequipdepot.com/products/754041-ohio-medical-gauge-vacuum-0-500mmhg.html?srsltid=AfmBOoqUvJXDveu71pY0Pn8Mgx3Dv--pDXeFUr2UntaJ6glMVSUGenRW |  |  | Vijaylakshmi
HCPB11_471 | Ohio Medical | 756250 |  | Gauge | 0 to 300mmHG Vacuum Gauge | [39 empty] | Brand Name |  | Type | Vacuum | Size |  | Color |  | Material |  | Dimensions |  | For Use With |  | Pressure Range | 0 to 300mmHG | [112 empty] | Gauge | Vacuum Gauge |  |  | https://www.medequipdepot.com/products/756250-ohio-medical-gauge-vacuum-0-300-mmhg.html?srsltid=AfmBOoqOxVbmo78Dvhqggkuw2N2h1FFpxI8OcQmBBvXEHg5VxhJqZFWC |  |  |  | Vijaylakshmi
HCPB11_472 | Ohio Medical | 7700-0010-500 | 7700 | Hood | Clear Hood For Amvex Oxygen Flowmeter | [39 empty] | Brand Name |  | Type |  | Size |  | Color | Clear | Material |  | Dimensions |  | For Use With | For Amvex Oxygen Flowmeter | [114 empty] | Hood | Clear Hood | Flowmeter Hood | https://www.ohiomedical.com/replacement-parts/ | https://www.medequipdepot.com/products/7700-0010-500-ohio-medical-hood-clear.html | https://www.accessdata.fda.gov/scripts/cdrh/cfdocs/cfmaude/detail.cfm?mdrfoi__id=9123088&pc=CAX |  |  | Vijaylakshmi
HCPB11_473 | Ohio Medical | 7701-1261-931 | 7700 | Flowmeter | 139 H x 28 W x 86mm D 15LPM Brass Pressure Compensated Oxygen Single Flowmeter |  | The Pressure Compensated Flowmeter is designed to meet strict standards of durability and precision. The base is constructed of solid brass and full body gas specific colored labeling. Flowmeters are available with a wide variety of options including DISS power outlets/power take-offs and twin flowmeter configurations. They are also available with an optional plastic DISS tubing nipple and a multitude of wall adapters. |  |  |  | 0.75lb | 28mm | 139mm | 86mm | 7701-1261-931.jpg | [9 empty] | https://www.ohiomedical.com/wp-content/uploads/7700-Series-Flowmeter-ANSI-Spec-Sheet-255441.pdf | https://www.ohiomedical.com/wp-content/uploads/7700-Series-Flowmeter-ANSI-Spec-Sheet-255441.pdf | https://www.ohiomedical.com/wp-content/uploads/medical-gas-flowmeters-instructions-for-use-7700-0631-000.pdf |  |  |  |  | Provides accurate gas flow measurement and control within a range of 1 to 15LPM | For use in a variety of respiratory therapy clinical applications | Flush setting delivers a minimum of 50LPM | Supply pressure of 50psi | Impact resistant flow tube and shroud | Solid brass body with full body gas specific colored labeling | D-Shape knob helps prevent striping | Pressure compensated, accurate flow readings | Flow tubes individually tested for accuracy | White background improves visibility | Knob and needle valve have a stop to help prevent entire component from unscrewing completely | Color coded to help prevent cross connections | High precision glass ball ensures clear readability | Brand Name |  | Type | Pressure Compensated, Oxygen, Single | Size |  | Color |  | Material | Brass | Dimensions |  | For Use With |  | Flow Rating | 15LPM | Color Standard | Domestic (ANSI) | Connection | Diamond Ohmeda (Wall), Clear Tubing Nipple (Patient) | Power Take-Off | Yes | [106 empty] | Flowmeter | Pressure Compensated Flowmeter | Oxygen Flowmeter | https://www.ohiomedical.com/products/flowmeters/ohio7700fmconfig/spec/14107/ | https://www.medequipdepot.com/products/7701-1261-921-ohio-medical-fm-o-o-ds-o-pr-dia-n-g.html?srsltid=AfmBOoooFZ9M14ZoOoPKHaJNY2eCYMBFiy81JFKPE3twA__aweSeFTOR |  |  |  | Vijaylakshmi
HCPB11_474 | Ohio Medical | 8700-1226-900 |  | Regulator | Push-To-Set™ Off-White Suction Regulator |  | Ohio Medical has been providing suction products to healthcare facilities worldwide for more than 50 years. Our vacuum regulators continue to be the preferred choice for maximum performance, high quality and minimum maintenance. Similar to Continuous Three Mode Adult but provides intermittent and continuous mode. The unique, silent, patented unilogic timing module provides a reliable, quiet means of cycling the regulator on and off during intermittent suctioning. Safety Features include: Push-To-Set. |  |  |  | 1.5lb |  |  |  | https://solsuite-staticcontent.azurewebsites.net/f07fcd4c-deb0-4afd-ab93-279dd96ca0f7/Configurator/PTSConfig/7811676d-67cd-451f-9146-5dbc2d9c562b.png | [9 empty] | https://www.ohiomedical.com/wp-content/uploads/Medical-Devices-Full-Line-Global-Product-Catalog-255540.pdf | https://www.ohiomedical.com/wp-content/uploads/8700-0007-000Rev.-21_PTS_IFU_Manual.pdf | https://www.ohiomedical.com/wp-content/uploads/PTS-Vacuum-Regulator-Spec-Sheet-550702.pdf |  |  |  |  | Our family of vacuum regulators come with the durable, time tested, quality design hospitals have come to know and depend on | Built-in feature eliminates the need to occlude patient tubing to set accurate vacuum levels | Only takes two turns from zero to full wall v | For greater safety (+/-1% of full scale) | Clear markings: Shows what mode the unit is in | Top mounted on/off switch: For ease of use | [7 empty] | Brand Name | Push-To-Set™ | Type | Suction | Size |  | Color | Off-White | Material |  | Dimensions |  | For Use With |  | Color Standard | Domestic (ANSI) | Gauge Display | Analog | Patient Use | Adult (Standard) | Mode | Continuous Three Mode High (0 to 760mmHg) | Connection | No Adapter with 1/8in NPT Female (Wall/Patient) | [104 empty] | Regulator | Push-To-Set™ Regulator | Suction Regulator | https://www.ohiomedical.com/products/suctionregulators/push-to-set-suction-regulator/spec/14127/ | https://www.medequipdepot.com/products/8700-1226-904-ohio-medical-3m-cvr-hi-dom-nptf-lg.html?srsltid=AfmBOopPc5wHNT9aazwPu2QogzI2_F5iwq-KkStT-a6vZdjDfyWsADab | https://jarrprinting.com/upload/files/255427_Rev._8_PTS_Family_Brochure1.pdf |  |  | Vijaylakshmi
HCPB11_475 | Ohio Medical | 8701-1251-905 |  | Regulator | Push-To-Set™ Off-White Suction Regulator |  | Ohio Medical has been providing suction products to healthcare facilities worldwide for more than 50 years. Our vacuum regulators continue to be the preferred choice for maximum performance, high quality and minimum maintenance. Similar to Continuous Three Mode Adult but provides intermittent and continuous mode. The unique, silent, patented unilogic timing module provides a reliable, quiet means of cycling the regulator on and off during intermittent suctioning. Safety Features include: Push-To-Set. |  |  |  | 1.5lb |  |  |  | https://solsuite-staticcontent.azurewebsites.net/f07fcd4c-deb0-4afd-ab93-279dd96ca0f7/Configurator/PTSConfig/9984f09f-1567-46e5-a984-aee6894a0d86.png | [9 empty] | https://www.ohiomedical.com/wp-content/uploads/Medical-Devices-Full-Line-Global-Product-Catalog-255540.pdf | https://www.ohiomedical.com/wp-content/uploads/8700-0007-000Rev.-21_PTS_IFU_Manual.pdf | https://www.ohiomedical.com/wp-content/uploads/PTS-Vacuum-Regulator-Spec-Sheet-550702.pdf |  |  |  |  | Our family of vacuum regulators come with the durable, time tested, quality design hospitals have come to know and depend on | Built-in feature eliminates the need to occlude patient tubing to set accurate vacuum levels | Only takes two turns from zero to full wall v | For greater safety (+/-1% of full scale) | Clear markings: Shows what mode the unit is in | Top mounted on/off switch: For ease of use | [7 empty] | Brand Name | Push-To-Set™ | Type | Suction | Size |  | Color | Off-White | Material |  | Dimensions |  | For Use With |  | Color Standard | Domestic (ANSI) | Gauge Display | Analog | Patient Use | Adult (Standard) | Mode | Continuous/Intermittent (0 to 200mmHg) | Connection | Ohmeda ANSI (Wall), Locking Gland And Overflow Safty Trap (Patient) | [104 empty] | Regulator | Push-To-Set™ Regulator | Suction Regulator | https://www.ohiomedical.com/products/suctionregulators/push-to-set-suction-regulator/spec/14128/ | https://www.medexline.com/office-supplies/ohio-medical-corporation-regulator-vacuum-w-adapter-locking-gland-model-8701-1251-905/ | https://www.graylinemedical.com/products/amvex-corporation-regulator-components-regulator-suction-ohio-trap-dir-only-8701-1251-905?srsltid=AfmBOopW5G0sjrfFs5E3zHoWNl_YR4jGpRZVZyk_Wkw8rKFJX4HOODiP |  |  | Vijaylakshmi
HCPB11_476 | Ohio Medical | 8702-1251-901 |  | Regulator | Push-To-Set™ Off-White Suction Regulator |  | Ohio Medical has been providing suction products to healthcare facilities worldwide for more than 50 years. Our vacuum regulators continue to be the preferred choice for maximum performance, high quality and minimum maintenance. Similar to Continuous Three Mode Adult but provides intermittent and continuous mode. The unique, silent, patented unilogic timing module provides a reliable, quiet means of cycling the regulator on and off during intermittent suctioning. Safety Features include: Push-To-Set. |  |  |  | 1.5lb |  |  |  | https://solsuite-staticcontent.azurewebsites.net/f07fcd4c-deb0-4afd-ab93-279dd96ca0f7/Configurator/PTSConfig/9984f09f-1567-46e5-a984-aee6894a0d86.png | [9 empty] | https://www.ohiomedical.com/wp-content/uploads/Medical-Devices-Full-Line-Global-Product-Catalog-255540.pdf | https://www.ohiomedical.com/wp-content/uploads/8700-0007-000Rev.-21_PTS_IFU_Manual.pdf | https://www.ohiomedical.com/wp-content/uploads/PTS-Vacuum-Regulator-Spec-Sheet-550702.pdf |  |  |  |  | Our family of vacuum regulators come with the durable, time tested, quality design hospitals have come to know and depend on | Built-in feature eliminates the need to occlude patient tubing to set accurate vacuum levels | Only takes two turns from zero to full wall v | For greater safety (+/-1% of full scale) | Clear markings: Shows what mode the unit is in | Top mounted on/off switch: For ease of use | [7 empty] | Brand Name | Push-To-Set™ | Type | Suction | Size |  | Color | Off-White | Material |  | Dimensions |  | For Use With |  | Color Standard | Domestic (ANSI) | Gauge Display | Analog | Patient Use | Adult (Standard) | Mode | Continuous/Intermittent (0 to 200mmHg) | Connection | DISS Handtight ANSI (Wall), Tubing Nipple (Patient) | [104 empty] | Regulator | Push-To-Set™ Regulator | Suction Regulator | https://www.ohiomedical.com/products/suctionregulators/push-to-set-suction-regulator/spec/14129/ | https://www.rcmedical.com/viewProduct.cfm?productID=2916 | https://www.medequipdepot.com/products/8702-1251-901-ohio-medical-isu-hit-nip.html?srsltid=AfmBOoqYX0BWsWi9HHc3yBbgEqVhG2bIJX2sjoiqCNRaeG1v39UNCl2u |  |  | Vijaylakshmi
HCPB11_477 | Ohio Medical | 8702-1251-908 |  | Regulator | Push-To-Set™ Off-White Suction Regulator |  | Ohio Medical has been providing suction products to healthcare facilities worldwide for more than 50 years. Our vacuum regulators continue to be the preferred choice for maximum performance, high quality and minimum maintenance. Similar to Continuous Three Mode Adult but provides intermittent and continuous mode. The unique, silent, patented unilogic timing module provides a reliable, quiet means of cycling the regulator on and off during intermittent suctioning. Safety Features include: Push-To-Set. |  |  |  | 1.5lb |  |  |  | https://solsuite-staticcontent.azurewebsites.net/f07fcd4c-deb0-4afd-ab93-279dd96ca0f7/Configurator/PTSConfig/9984f09f-1567-46e5-a984-aee6894a0d86.png | [9 empty] | https://www.ohiomedical.com/wp-content/uploads/Medical-Devices-Full-Line-Global-Product-Catalog-255540.pdf | https://www.ohiomedical.com/wp-content/uploads/8700-0007-000Rev.-21_PTS_IFU_Manual.pdf | https://www.ohiomedical.com/wp-content/uploads/PTS-Vacuum-Regulator-Spec-Sheet-550702.pdf |  |  |  |  | Our family of vacuum regulators come with the durable, time tested, quality design hospitals have come to know and depend on | Built-in feature eliminates the need to occlude patient tubing to set accurate vacuum levels | Only takes two turns from zero to full wall v | For greater safety (+/-1% of full scale) | Clear markings: Shows what mode the unit is in | Top mounted on/off switch: For ease of use | [7 empty] | Brand Name | Push-To-Set™ | Type | Suction | Size |  | Color | Off-White | Material |  | Dimensions |  | For Use With |  | Color Standard | Domestic (ANSI) | Gauge Display | Analog | Patient Use | Adult (Standard) | Mode | Continuous/Intermittent (0 to 200mmHg) | Connection | DISS Handtight ANSI (Wall), DISS Male And Overflow Safety Trap with DISS Wing Nut And Gland (Patient) | [104 empty] | Regulator | Push-To-Set™ Regulator | Suction Regulator | https://www.ohiomedical.com/products/suctionregulators/push-to-set-suction-regulator/spec/14130/ | https://www.medexline.com/office-supplies/ohio-medical-corporation-regulator-suction-imtercont-model-8702-1251-908/ |  |  |  | Vijaylakshmi
HCPB11_478 | Ohio Medical | 8705-1279-908 |  | Regulator | Push-To-Set™ Off-White Suction Regulator |  | Ohio Medical has been providing suction products to healthcare facilities worldwide for more than 50 years. Our vacuum regulators continue to be the preferred choice for maximum performance, high quality and minimum maintenance. Similar to Continuous Three Mode Adult but provides intermittent and continuous mode. The unique, silent, patented unilogic timing module provides a reliable, quiet means of cycling the regulator on and off during intermittent suctioning. Safety Features include: Push-To-Set. |  |  |  | 1.5lb |  |  |  | https://solsuite-staticcontent.azurewebsites.net/f07fcd4c-deb0-4afd-ab93-279dd96ca0f7/Configurator/PTSConfig/ea43d53f-53e6-4bc5-a146-843e6bdfd023.png | [9 empty] | https://www.ohiomedical.com/wp-content/uploads/Medical-Devices-Full-Line-Global-Product-Catalog-255540.pdf | https://www.ohiomedical.com/wp-content/uploads/8700-0007-000Rev.-21_PTS_IFU_Manual.pdf | https://www.ohiomedical.com/wp-content/uploads/PTS-Vacuum-Regulator-Spec-Sheet-550702.pdf |  |  |  |  | Our family of vacuum regulators come with the durable, time tested, quality design hospitals have come to know and depend on | Built-in feature eliminates the need to occlude patient tubing to set accurate vacuum levels | Only takes two turns from zero to full wall v | For greater safety (+/-1% of full scale) | Clear markings: Shows what mode the unit is in | Top mounted on/off switch: For ease of use | [7 empty] | Brand Name | Push-To-Set™ | Type | Suction | Size |  | Color | Off-White | Material |  | Dimensions |  | For Use With |  | Color Standard | Domestic (ANSI) | Gauge Display | Analog | Patient Use | Neonatal | Mode | Continuous/Intermittent (0 to 100mmHg) | Connection | Chemetron ANSI (Wall), DISS Male And Overflow Safety Trap with DISS Wing Nut And Gland (Patient) | [104 empty] | Regulator | Push-To-Set™ Regulator | Suction Regulator | https://www.ohiomedical.com/products/suctionregulators/push-to-set-suction-regulator/spec/14131/ |  |  |  |  | Vijaylakshmi
HCPB11_479 | Ohio Medical | AD-CHUA-HB4 |  | Adapter | Amvex 1/4in Hose Barb Chemetron Medical Air USA Adapter | [9 empty] | AD-CHUA-HB4.jpg | AD-CHUA-HB4_1.jpg | [28 empty] | Brand Name | Amvex | Type | Chemetron, Medical Air, USA | Size |  | Color |  | Material |  | Dimensions |  | For Use With |  | Connection | 1/4in Hose Barb | [112 empty] | Adapter | Amvex Adapter | Medical Air Adapter | https://www.ohiomedical.com/wp-content/uploads/Medical-Devices-Full-Line-Global-Product-Catalog-255540.pdf | https://www.medequipdepot.com/products/ad-chua-hb4-ohio-medical-chemetron-adapter-1-4-hose-barb-air-usa.html |  |  |  | Vijaylakshmi
HCPB11_48 | Carestream Health | SPAH7161 |  | Roller Set | Red Front Roller Set For DirectView Vita CR Series | [9 empty] | https://d1mv2b9v99cq0i.cloudfront.net/eyJidWNrZXQiOiJ3ZWItbmluamEtaW1hZ2VzIiwia2V5IjoiYXJvc3lzdGVtc1wvaW1hZ2VzXC9wcm9kaW1nXC8zNDQ0ODZfMS5qcGciLCJlZGl0cyI6eyJyZXNpemUiOnsid2lkdGgiOjQ4MCwiaGVpZ2h0Ijo0ODAsImZpdCI6Imluc2lkZSIsIndpdGhvdXRFbmxhcmdlbWVudCI6dHJ1ZX19LCJ2ZXJzaW9uIjoiNmNlNDgxOGQ0MTRmYWJjY2ViZDY5YTc3YjFiMTg1N2QwZjY5NjA3MCJ9 | [16 empty] | Replacement red rollers to suit Carestream DirectView Vita series CR's | Front rollers before the erase lamp assembly | Does not include installation or any technical work, this needs to be quoted for separately | [10 empty] | Brand Name |  | Type | Front | Size |  | Color | Red | Material |  | Dimensions |  | For Use With | For DirectView Vita CR Series | [114 empty] | Front Roller Set | Red Front Roller Set |  |  | https://www.arosystems.com.au/product/344486-carestream-red-rollers-front-to-suit-directview-vita-cr-s | https://www.twilightmed.com/part/spah7161/ | https://pmbiomedical.com/products/img_parts_front-roller-vita_56455 |  | Asha
HCPB11_480 | Ohio Medical | AD-CHUO-M4 |  | Adapter | Amvex 1/4in NPT Male Chemetron Oxygen Adapter | [9 empty] | AD-CHUO-M4.jpg | AD-CHUO-M4_1.jpg | [28 empty] | Brand Name | Amvex | Type | Chemetron, Oxygen | Size |  | Color |  | Material |  | Dimensions |  | For Use With |  | Connection | 1/4in NPT Male | [112 empty] | Adapter | Amvex Adapter | Oxygen Adapter | https://www.ohiomedical.com/wp-content/uploads/Medical-Devices-Full-Line-Global-Product-Catalog-255540.pdf | https://www.medequipdepot.com/products/ad-chuo-m4-ohio-medical-adapter-chem-o2-1-4-nptm.html |  |  |  | Vijaylakshmi
HCPB11_481 | Ohio Medical | AD-CHUV-HB4 |  | Adapter | Amvex 1/4in Hose Barb Chemetron Vacuum USA Adapter | [9 empty] | AD-CHUV-HB4.jpg | AD-CHUV-HB4_1.jpg | [28 empty] | Brand Name | Amvex | Type | Chemetron, Vacuum, USA | Size |  | Color |  | Material |  | Dimensions |  | For Use With |  | Connection | 1/4in Hose Barb | [112 empty] | Adapter | Amvex Adapter | Vacuum Adapter | https://www.ohiomedical.com/wp-content/uploads/Medical-Devices-Full-Line-Global-Product-Catalog-255540.pdf | https://www.medequipdepot.com/products/ad-chuv-hb4-ohio-medical-chemetron-adapter-1-4-hose-barb-vac-usa.html |  |  |  | Vijaylakshmi
HCPB11_482 | Ohio Medical | AD-CHUV-HB5 |  | Adapter | Amvex 5/16in Hose Barb Chemetron Vacuum USA Adapter | [9 empty] | AD-CHUV-HB4.jpg | AD-CHUV-HB4_1.jpg | [28 empty] | Brand Name | Amvex | Type | Chemetron, Vacuum, USA | Size |  | Color |  | Material |  | Dimensions |  | For Use With |  | Connection | 5/16in Hose Barb | [112 empty] | Adapter | Amvex Adapter | Vacuum Adapter | https://www.ohiomedical.com/wp-content/uploads/Medical-Devices-Full-Line-Global-Product-Catalog-255540.pdf | https://www.medequipdepot.com/products/ad-chuv-hb5-ohio-medical-chemetron-adapter-5-16-hose-barb-vac-us.html |  |  |  | Vijaylakshmi
HCPB11_483 | Ohio Medical | AD-CHUW-DM |  | Adapter | Amvex DISS Male Chemetron WAGD Adapter | [9 empty] | AD-CHUW-DM.jpg | AD-CHUW-DM_1.jpg | [28 empty] | Brand Name | Amvex | Type | Chemetron, WAGD | Size |  | Color |  | Material |  | Dimensions |  | For Use With |  | Connection | DISS Male | [112 empty] | Adapter | Amvex Adapter | WAGD Adapter | https://www.ohiomedical.com/wp-content/uploads/Medical-Devices-Full-Line-Global-Product-Catalog-255540.pdf | https://www.medequipdepot.com/products/ad-chuw-dm-ohio-medical-chemetron-adapter-diss-male-wagd.html |  |  |  | Vijaylakshmi
HCPB11_484 | Ohio Medical | AD-CHUW-HB4 |  | Adapter | Amvex 1/4in Hose Barb Chemetron WAGD Adapter | [9 empty] | AD-CHUW-HB4.jpg | AD-CHUW-HB4_1.jpg | [28 empty] | Brand Name | Amvex | Type | Chemetron, WAGD | Size |  | Color |  | Material |  | Dimensions |  | For Use With |  | Connection | 1/4in Hose Barb | [112 empty] | Adapter | Amvex Adapter | WAGD Adapter | https://www.ohiomedical.com/wp-content/uploads/Medical-Devices-Full-Line-Global-Product-Catalog-255540.pdf | https://www.medequipdepot.com/products/ad-chuw-hb4-ohio-medical-chemetron-adapter-1-4-hose-barb-wagd.html |  |  |  | Vijaylakshmi
HCPB11_485 | Ohio Medical | AD-OHUA-DMDC |  | Adapter | DISS Male Ohmeda Medical Air USA Adapter | [9 empty] | AD-OHUA-DMDC.jpg | AD-OHUA-DMDC_1.jpg | [28 empty] | Brand Name |  | Type | Ohmeda, Medical Air, USA | Size |  | Color |  | Material |  | Dimensions |  | For Use With |  | Connection | DISS Male | [112 empty] | Adapter | Ohmeda Adapter | Medical Air Adapter | https://www.ohiomedical.com/wp-content/uploads/Medical-Devices-Full-Line-Global-Product-Catalog-255540.pdf | https://www.medequipdepot.com/products/ad-ohua-dmdc-ohio-medical-ohmeda-adapter-diss-male-check-air-usa.html |  |  |  | Vijaylakshmi
HCPB11_486 | Ohio Medical | AD-OHUC-M2 |  | Adapter | 1/8in NPT Male Ohmeda Carbon Dioxide Adapter | [9 empty] | AD-OHUC-M2.jpg | AD-OHUC-M2_1.jpg | [28 empty] | Brand Name |  | Type | Ohmeda, Carbon Dioxide | Size |  | Color |  | Material |  | Dimensions |  | For Use With |  | Connection | 1/8in NPT Male | [112 empty] | Adapter | Ohmeda Adapter | Carbon Dioxide Adapter | https://www.ohiomedical.com/wp-content/uploads/Medical-Devices-Full-Line-Global-Product-Catalog-255540.pdf | https://www.medequipdepot.com/products/ad-ohuc-m2-ohio-medical-ohmeda-adapter-1-8-mnpt-co2.html |  |  |  | Vijaylakshmi
HCPB11_487 | Ohio Medical | AD-PBUV-M2 |  | Adapter | Puritan Bennett 1/8in NPT Male Vacuum USA Adapter | [9 empty] | AD-PBUV-M2.jpg | [29 empty] | Brand Name | Puritan Bennett | Type | Vacuum, USA | Size |  | Color |  | Material |  | Dimensions |  | For Use With |  | Connection | 1/8in NPT Male | [112 empty] | Adapter | Puritan Bennett Adapter | Vacuum Adapter | https://www.ohiomedical.com/wp-content/uploads/Medical-Devices-Full-Line-Global-Product-Catalog-255540.pdf | https://www.medequipdepot.com/products/ad-pbuv-m2-ohio-medical-puritan-bennet-adapter-1-8-mnpt-vac-us.html |  |  |  | Vijaylakshmi
HCPB11_488 | Ohio Medical | AI2561ASY |  | Kit | PM Instavac Aspirator Kit | [39 empty] | Brand Name |  | Type | PM Instavac Aspirator | Size |  | Color |  | Material |  | Dimensions |  | For Use With | [115 empty] | Aspirator Kit | PM Instavac Aspirator Kit |  |  | https://www.cna-medical.com/product-p/ai2561asy.htm | https://www.medequipdepot.com/products/ai2561asy-ohio-medical-kit-p-m-instavac-aspirator.html?srsltid=AfmBOorr55veRnaOuNjfGtG_2DAr3dqLBkHf0h-7Z3fmyFDL-eA_6sEM |  |  | Vijaylakshmi
HCPB11_489 | Ohio Medical | AI5785-14 |  | Filter | In-Line Suction Filter With 14in Tubing | [39 empty] | Brand Name |  | Type | In-Line, Suction | Size |  | Color |  | Material |  | Dimensions |  | For Use With |  | Includes | 14in Tubing | [111 empty] | 50/Case | Filter | Suction Filter | In-Line Filter | https://www.ohiomedical.com/wp-content/uploads/Medical-Devices-Full-Line-Global-Product-Catalog-255540.pdf | https://www.medequipdepot.com/products/ai5785-14-ohio-medical-filter-in-line-with-14-tubing.html?srsltid=AfmBOopCGN0tE9hgvNOaZPru-4bbmobjGgH0TIJoOq81__-HMsYYz7NF | https://www.cna-medical.com/product-p/ai5785-14.htm | https://www.graylinemedical.com/products/ohio-medical-instavac-c-mobile-aspirator-components-in-line-filter-with-14-tubing-suction-ai5785-14c?srsltid=AfmBOors3CiK29Ca5Lo0yN_Ygq6l7EAABhGb3hSQtD7D0kw1wuL_yEwT |  | Vijaylakshmi
HCPB11_49 | Carestream Health | SPAL2347 | HP E24T G4 | Touch Monitor | HP E24T G4 100 to 240VAC FHD Display Touch Monitor | [5 empty] | 12.8lb | 21.24in | 12.73in | 1.85in | https://ssl-product-images.www8-hp.com/digmedialib/prodimg/lowres/c06962180.png | [29 empty] | Brand Name |  | Type | FHD Display | Size |  | Color |  | Material |  | Dimensions |  | For Use With |  | Display Size | 23.8in | Native Resolution | FHD (1920 x 1080) [1] | Pixel Pitch | 0.206mm | Contrast Ratio | 1000:1 | Aspect Ratio | 16:9 | Brightness | 300 nits | Power Consumption | 52 W (maximum), 25 W (typical), 0.5 W (standby) | Operating Humidity Range | 20 to 80% non-condensing | Voltage | 100-240VAC | Frequency | 50/60 Hz | Operating Temperature Range | 5 To 35Deg C | [90 empty] | 19.2lb |  | Touch Monitor | FHD Display Touch Monitor |  |  | https://support.hp.com/us-en/product/details/hp-e24t-g4-fhd-touch-monitor/34513980 | https://store.zrgmedical.com/products/spal2347-display-fhd-touch-monitor-24-hp-e24t-g4 |  |  | Asha
HCPB11_490 | Ohio Medical | BA-O-F2 |  | Body Adapter | DISS Male x 1/8in NPT Female Oxygen Body Adapter | [9 empty] | https://solsuite-staticcontent.azurewebsites.net/f07fcd4c-deb0-4afd-ab93-279dd96ca0f7/Catalog/DISSNN/336a06f1-34e4-46fa-bbac-ac9e17472569.png | [9 empty] | https://www.ohiomedical.com/wp-content/uploads/Medical-Devices-Full-Line-Global-Product-Catalog-255540.pdf | [19 empty] | Brand Name |  | Type | Oxygen | Size |  | Color |  | Material |  | Dimensions |  | For Use With |  | Connection | DISS Male x 1/8in NPT Female | [112 empty] | Adapter | Body Adapter | Oxygen Body Adapter | https://www.ohiomedical.com/products/fittings/diss-fittings/spec/BA-O-F2/ |  |  |  |  | Vijaylakshmi
HCPB11_491 | Ohio Medical | BA-O-M2 |  | Body Adapter | DISS Male x 1/8in NPT Male Oxygen Body Adapter | [9 empty] | https://solsuite-staticcontent.azurewebsites.net/f07fcd4c-deb0-4afd-ab93-279dd96ca0f7/Catalog/DISSNN/1d3f4fb6-7cee-49d5-a30f-608a5086c1cb.png | [9 empty] | https://www.ohiomedical.com/wp-content/uploads/Medical-Devices-Full-Line-Global-Product-Catalog-255540.pdf | [19 empty] | Brand Name |  | Type | Oxygen | Size |  | Color |  | Material |  | Dimensions |  | For Use With |  | Connection | DISS Male x 1/8in NPT Male | [112 empty] | Adapter | Body Adapter | Oxygen Body Adapter | https://www.ohiomedical.com/products/fittings/diss-fittings/spec/BA-O-M2/ |  |  |  |  | Vijaylakshmi
HCPB11_492 | Ohio Medical | BA-O-M4 |  | Body Adapter | DISS Male x 1/4in NPT Male Oxygen Body Adapter | [9 empty] | https://solsuite-staticcontent.azurewebsites.net/f07fcd4c-deb0-4afd-ab93-279dd96ca0f7/Catalog/DISSNN/25652f53-24c4-4180-9f80-8e46fc9bd548.png | [9 empty] | https://www.ohiomedical.com/wp-content/uploads/Medical-Devices-Full-Line-Global-Product-Catalog-255540.pdf | [19 empty] | Brand Name |  | Type | Oxygen | Size |  | Color |  | Material |  | Dimensions |  | For Use With |  | Connection | DISS Male x 1/4in NPT Male | [112 empty] | Adapter | Body Adapter | Oxygen Body Adapter | https://www.ohiomedical.com/products/fittings/diss-fittings/spec/BA-O-M4/ |  |  |  |  | Vijaylakshmi
HCPB11_493 | Ohio Medical | CO-OHUO-DN |  | Coupler | DISS Nut/Nipple Ohmeda Oxygen USA Coupler | [9 empty] | CO-OHUO-DN.jpg | CO-OHUO-DN_1.jpg | [28 empty] | Brand Name |  | Type | DISS Nut/Nipple, Ohmeda, Oxygen, USA | Size |  | Color |  | Material |  | Dimensions |  | For Use With | [115 empty] | Coupler | Ohmeda Coupler | Oxygen Coupler | https://www.ohiomedical.com/wp-content/uploads/Medical-Devices-Full-Line-Global-Product-Catalog-255540.pdf |  |  |  |  | Vijaylakshmi
HCPB11_494 | Ohio Medical | FM-01UO-CH |  | Flowmeter | Amvex 139 H x 28 W x 139mm D 1LPM Thorpe Oxygen USA Flowmeter |  | The complete line of Amvex® Thorpe style Flowmeters range from Neonatal to Adult. All Flowmeters come with a standard 1/8” FNPT connection, but may be customized to fit your needs. They have impact resistant flow tubes and shrouds with solid brass bodies for durability. MR conditional options are also available. CE options are available for the Amvex Thorpe style Flowmeters. They are available in USA and ISO colors and meet all applicable regulatory requirements. |  |  |  | 159g | 28mm | 139mm | 139mm | FM-01UO-CH.jpg | [9 empty] | https://www.ohiomedical.com/wp-content/uploads/Medical-Devices-Full-Line-Global-Product-Catalog-255540.pdf | https://www.ohiomedical.com/wp-content/uploads/medical-gas-flowmeters-instructions-for-use-7700-0631-000.pdf | https://www.ohiomedical.com/wp-content/uploads/Amvex-Medical-Gas-Flowmeters-ANSI-Spec-Sheet-MK-FM-SPEC-U.pdf |  |  |  |  | Back pressure compensated so flow accuracy is not affected by restrictions | Color coded inner tube and labeling | White background for enhanced visibility | Includes an inlet filter and inlet extension | No strip "D" shape knob | [8 empty] | Brand Name | Amvex | Type | Thorpe, Oxygen, USA | Size |  | Color |  | Material |  | Dimensions |  | For Use With |  | Flow Rating | 1LPM | Connection | Chemetron (Patient) | [110 empty] | Flowmeter | Amvex Flowmeter | Oxygen Flowmeter |  | https://mdar.mda.gov.my/frontend/web/index.php?r=carian%2Freport&id=21436 | https://documents.cdn.ifixit.com/jsNlFQUFyEgtejZa.pdf |  |  | Vijaylakshmi
HCPB11_495 | Ohio Medical | FM-12UC-DHXX-S |  | Flowmeter | Amvex 139 H x 28 W x 139mm D 12LPM Thorpe Carbon Dioxide USA Flowmeter |  | The complete line of Amvex® Thorpe style Flowmeters range from Neonatal to Adult. All Flowmeters come with a standard 1/8” FNPT connection, but may be customized to fit your needs. They have impact resistant flow tubes and shrouds with solid brass bodies for durability. MR conditional options are also available. CE options are available for the Amvex Thorpe style Flowmeters. They are available in USA and ISO colors and meet all applicable regulatory requirements. |  |  |  | 159g | 28mm | 139mm | 139mm | FM-12UC-DHXX-S.jpg | [9 empty] | https://www.ohiomedical.com/wp-content/uploads/Medical-Devices-Full-Line-Global-Product-Catalog-255540.pdf | https://www.ohiomedical.com/wp-content/uploads/medical-gas-flowmeters-instructions-for-use-7700-0631-000.pdf | https://www.ohiomedical.com/wp-content/uploads/Amvex-Medical-Gas-Flowmeters-ANSI-Spec-Sheet-MK-FM-SPEC-U.pdf |  |  |  |  | Back pressure compensated so flow accuracy is not affected by restrictions | Color coded inner tube and labeling | White background for enhanced visibility | Includes an inlet filter and inlet extension | No strip "D" shape knob | [8 empty] | Brand Name | Amvex | Type | Thorpe, Carbon Dioxide, USA | Size |  | Color |  | Material |  | Dimensions |  | For Use With |  | Flow Rating | 12LPM | Color Standard | Domestic (ANSI) | Connection | DISS Handtight (Wall), Swivel/Tubing Nipple | Power Take-Off | No | [106 empty] | Flowmeter | Amvex Flowmeter | Carbon Dioxide Flowmeter | https://www.ohiomedical.com/products/flowmeters/amvex-thorpe-flowmeter/spec/14124/ | https://www.medequipdepot.com/products/fm-12uc-dhxx-s-ohio-medical-12-lpm-flow-meter-diss-handtight-us-swiv.html?srsltid=AfmBOorfSFRknNTAF_wX9ZVVDDWSno-Z3bjJE3TCkAq4UHROM3zXPwMx |  |  |  | Vijaylakshmi
HCPB11_496 | Ohio Medical | FM-15UA-DHPT |  | Flowmeter | Amvex 139 H x 28 W x 139mm D 15LPM Thorpe Medical Air USA Flowmeter |  | The complete line of Amvex® Thorpe style Flowmeters range from Neonatal to Adult. All Flowmeters come with a standard 1/8” FNPT connection, but may be customized to fit your needs. They have impact resistant flow tubes and shrouds with solid brass bodies for durability. MR conditional options are also available. CE options are available for the Amvex Thorpe style Flowmeters. They are available in USA and ISO colors and meet all applicable regulatory requirements. |  |  |  | 159g | 28mm | 139mm | 139mm | https://solsuite-staticcontent.azurewebsites.net/f07fcd4c-deb0-4afd-ab93-279dd96ca0f7/Configurator/AmvexThorpeFMConfig/090e6d80-37df-45f2-bbb3-35016c16c05c.png | [9 empty] | https://www.ohiomedical.com/wp-content/uploads/Medical-Devices-Full-Line-Global-Product-Catalog-255540.pdf | https://www.ohiomedical.com/wp-content/uploads/medical-gas-flowmeters-instructions-for-use-7700-0631-000.pdf | https://www.ohiomedical.com/wp-content/uploads/Amvex-Medical-Gas-Flowmeters-ANSI-Spec-Sheet-MK-FM-SPEC-U.pdf |  |  |  |  | Back pressure compensated so flow accuracy is not affected by restrictions | Color coded inner tube and labeling | White background for enhanced visibility | Includes an inlet filter and inlet extension | No strip "D" shape knob | [8 empty] | Brand Name | Amvex | Type | Thorpe, Medical Air, USA | Size |  | Color |  | Material |  | Dimensions |  | For Use With |  | Flow Rating | 15LPM | Color Standard | Domestic (ANSI) | Connection | DISS Handtight (Wall) | Pressure Rating | 50psi | [106 empty] | Flowmeter | Amvex Flowmeter | Medical Air Flowmeter | https://www.ohiomedical.com/products/flowmeters/amvex-thorpe-flowmeter/spec/14125/ |  |  |  |  | Vijaylakshmi
HCPB11_497 | Ohio Medical | FM-15UO-OHXX-S |  | Flowmeter | Amvex 139 H x 28 W x 139mm D 15LPM Thorpe Oxygen USA Flowmeter |  | The complete line of Amvex® Thorpe style Flowmeters range from Neonatal to Adult. All Flowmeters come with a standard 1/8” FNPT connection, but may be customized to fit your needs. They have impact resistant flow tubes and shrouds with solid brass bodies for durability. MR conditional options are also available. CE options are available for the Amvex Thorpe style Flowmeters. They are available in USA and ISO colors and meet all applicable regulatory requirements. |  |  |  | 159g | 28mm | 139mm | 139mm | FM-15UO-OHXX-S.jpg | [9 empty] | https://www.ohiomedical.com/wp-content/uploads/Medical-Devices-Full-Line-Global-Product-Catalog-255540.pdf | https://www.ohiomedical.com/wp-content/uploads/medical-gas-flowmeters-instructions-for-use-7700-0631-000.pdf | https://www.ohiomedical.com/wp-content/uploads/Amvex-Medical-Gas-Flowmeters-ANSI-Spec-Sheet-MK-FM-SPEC-U.pdf |  |  |  |  | Back pressure compensated so flow accuracy is not affected by restrictions | Color coded inner tube and labeling | White background for enhanced visibility | Includes an inlet filter and inlet extension | No strip "D" shape knob | [8 empty] | Brand Name | Amvex | Type | Thorpe, Oxygen, USA | Size |  | Color |  | Material |  | Dimensions |  | For Use With |  | Flow Rating | 15LPM | Color Standard | Domestic (ANSI) | Connection | Ohmeda Diamond (Wall), Swivel/Tubing Nipple | Power Take-Off | No | [106 empty] | Flowmeter | Amvex Flowmeter | Oxygen Flowmeter | https://www.ohiomedical.com/products/flowmeters/amvex-thorpe-flowmeter/spec/14126/ | https://www.medequipdepot.com/products/fm-15uo-ohxx-s-ohio-medical-flowmeter-15-lpm-ohmeda-oxy-usa-swi.html |  |  |  | Vijaylakshmi
HCPB11_498 | Ohio Medical | FM-70UO-OH |  | Flowmeter | Amvex 139 H x 28 W x 139mm D 70LPM Thorpe Oxygen USA Flowmeter |  | The complete line of Amvex® Thorpe style Flowmeters range from Neonatal to Adult. All Flowmeters come with a standard 1/8” FNPT connection, but may be customized to fit your needs. They have impact resistant flow tubes and shrouds with solid brass bodies for durability. MR conditional options are also available. CE options are available for the Amvex Thorpe style Flowmeters. They are available in USA and ISO colors and meet all applicable regulatory requirements. |  |  |  | 159g | 28mm | 139mm | 139mm | FM-70UO-OH.jpg | [9 empty] | https://www.ohiomedical.com/wp-content/uploads/Medical-Devices-Full-Line-Global-Product-Catalog-255540.pdf | https://www.ohiomedical.com/wp-content/uploads/medical-gas-flowmeters-instructions-for-use-7700-0631-000.pdf | https://www.ohiomedical.com/wp-content/uploads/Amvex-Medical-Gas-Flowmeters-ANSI-Spec-Sheet-MK-FM-SPEC-U.pdf |  |  |  |  | Back pressure compensated so flow accuracy is not affected by restrictions | Color coded inner tube and labeling | White background for enhanced visibility | Includes an inlet filter and inlet extension | No strip "D" shape knob | [8 empty] | Brand Name | Amvex | Type | Thorpe, Oxygen, USA | Size |  | Color |  | Material |  | Dimensions |  | For Use With |  | Flow Rating | 70LPM | Connection | Ohmeda Inlet (Patient) | [110 empty] | Flowmeter | Amvex Flowmeter | Oxygen Flowmeter |  | https://www.medequipdepot.com/products/fm-70uo-oh-ohio-medical-flowmeter-oxy-0-70-lpm-ohmeda-inlet.html | https://shop.gendco.com/flowmeter-oxgen-70lpm-ohmeda-quick-connect--1 |  |  | Vijaylakshmi
HCPB11_499 | Ohio Medical | FM-SWIVEL-C100 |  | Nipple | Clear Plastic Tubing Swivel Nipple For Flowmeter | [9 empty] | https://www.graylinemedical.com/cdn/shop/products/AXVWIVELC100_PRI01_26256217-9229-4570-bc79-9bff4eab9e38_300x288.jpg?v=1597333957 | [29 empty] | Brand Name |  | Type | Tubing, Swivel | Size |  | Color | Clear | Material | Plastic | Dimensions |  | For Use With | For Flowmeter | [113 empty] | 100/Pack | Nipple | Swivel Nipple | Flowmeter Nipple | https://www.ohiomedical.com/wp-content/uploads/Medical-Devices-Full-Line-Global-Product-Catalog-255540.pdf | https://www.graylinemedical.com/products/ohio-medical-plastic-tubing-nipple-swivel-plastic-tubing-nipple-for-flowmeter-clear-100pack-fm-swivel-c100?srsltid=AfmBOoqDTyMrS6zbOi0eEunJfW-adtLvbxIr_a2KhA8GhxhvEcI2p6LW |  |  |  | Vijaylakshmi
HCPB11_5 | Carestream Health | 70-04299 |  | FCS Lamp Socket | FCS Lamp Socket For Rad Room |  |  | 90 Days |  | EUREKA | 1lb |  |  |  | https://images.dotmed.com/cgi-bin/size.pl?i=2820267.jpg&s=640&t=2 | [29 empty] | Brand Name |  | Type |  | Size |  | Color |  | Material |  | Dimensions |  | For Use With | For Rad Room | [114 empty] | Lamp Socket | FCS Lamp Socket | Rad Room FCS Lamp Socket |  | https://www.dotmed.com/listing/rad-room/eureka/any/70-04299/2820267 |  |  |  | Lakshmi_1
HCPB11_50 | Carestream Health | SPAM4974 |  | Assembly | Board Assembly For DRX Revolution/Evolution SCB Imageview |  |  | 90 Days | [6 empty] | https://www.medicaloutfittersparts.com/web/image/product.product/13350/image_1024/%5BSPAF9763%2C%20SPAM4974%5D%20Carestream%20DRX%20Revolution%20AY-SCB%20-%20Image%20View%2C%20PN%20SPAM4974?unique=57f3d3e | https://www.medicaloutfittersparts.com/web/image/product.image/6090/image_1024/Carestream%20DRX%20Revolution%20AY-SCB%20-%20Image%20View%2C%20PN%20SPAF9763%2C%20SPAM4974?unique=c71b422 | https://www.medicaloutfittersparts.com/web/image/product.image/6091/image_1024/Carestream%20DRX%20Revolution%20AY-SCB%20-%20Image%20View%2C%20PN%20SPAF9763%2C%20SPAM4974?unique=c71b422 | [27 empty] | Brand Name |  | Type | Board | Size |  | Color |  | Material |  | Dimensions |  | For Use With | For DRX Revolution/Evolution SCB Imageview | [114 empty] | Board Assembly | SCB Imageview Board Assembly |  |  | https://www.medicaloutfittersparts.com/shop/spaf9763-spam4974-carestream-drx-revolution-ay-scb-image-view-pn-spam4974-26117 | https://pmbiomedical.com/products/img_parts_ay-scb-imageview-exch_63779 | https://pt.dotmed.com/listing/portable-x-ray/carestream/revolution/spam4974spaf9763/4551074 |  | Asha
HCPB11_500 | Ohio Medical | GR-346 |  | Regulator | Tank Medical Air Nut/Nipple Compact Style Regulator | [9 empty] | GR-346.jpg | [29 empty] | Brand Name |  | Type | Tank, Medical Air, Nut/Nipple, Compact Style | Size |  | Color |  | Material |  | Dimensions |  | For Use With |  | Connection | DISS | Preset Pressure Rating | 50/60psi | [110 empty] | Regulator | Tank Regulator | Medical Air Regulator | https://www.ohiomedical.com/wp-content/uploads/Medical-Devices-Full-Line-Global-Product-Catalog-255540.pdf |  |  |  |  | Vijaylakshmi
HCPB11_501 | Ohio Medical | GR-940 |  | Regulator | Carbon Dioxide Yoke CGA 940 Compact Style Regulator | [9 empty] | GR-940.jpg | [29 empty] | Brand Name |  | Type | Carbon Dioxide, Yoke CGA 940, Compact Style | Size |  | Color |  | Material |  | Dimensions |  | For Use With |  | Connection | DISS | Preset Pressure Rating | 50/60psi | [110 empty] | Regulator | Carbon Dioxide Regulator | Yoke Regulator | https://www.ohiomedical.com/wp-content/uploads/Medical-Devices-Full-Line-Global-Product-Catalog-255540.pdf |  |  |  |  | Vijaylakshmi
HCPB11_502 | Ohio Medical | GR-950-OF |  | Regulator | Medical Air Yoke Compact Style Regulator | [9 empty] | GR-940.jpg | [29 empty] | Brand Name |  | Type | Medical Air, Yoke, Compact Style | Size |  | Color |  | Material |  | Dimensions |  | For Use With |  | Connection | Ohmeda Female | Preset Pressure Rating | 50/60psi | [110 empty] | Regulator | Medical Air Regulator | Yoke Regulator | https://www.ohiomedical.com/wp-content/uploads/Medical-Devices-Full-Line-Global-Product-Catalog-255540.pdf | https://accessgudid.nlm.nih.gov/devices/00628101621773 |  |  |  | Vijaylakshmi
HCPB11_503 | Ohio Medical | HS-FER-562 |  | Ferrule | 0.562 ID x 0.75in L Ferrule For 1/4in Hose | [9 empty] | https://rpsmedcare.com/upload/productBigSizeImg/172306313554119.jpg | https://rpsmedcare.com/upload/productBigSizeImg/172306313586016.jpg | [8 empty] | https://www.ohiomedical.com/wp-content/uploads/Amvex-Hose-Spec-Sheet-550733.pdf | [19 empty] | Brand Name |  | Type |  | Size | 0.375in | Color |  | Material |  | Dimensions |  | For Use With | For 1/4in Hose | Length | 0.75in | Inner Diameter | 0.562in | [109 empty] | 1/Pack | Ferrule | Hose Ferrule |  | https://www.ohiomedical.com/products/hoses/amvex-bulk-hoses/ | https://rpsmedcare.com/product-details/ohio-medical-ferrule-for-14-hose-by-ohio-medical-hs-fer-562-10-each | https://medicaltestingsolutions.com/product/hose-ferrule-562-id-75-len-375-prc-pl-hs-fer-562/ | https://pdf.medicalexpo.com/pdf/ohio-medical/adapters-couplers-hose-assemblies/76966-176692.html |  | Vijaylakshmi
HCPB11_504 | Ohio Medical | VR-C3U2-F2A |  | Regulator | Amvex White Vacuum Suction Regulator |  | Amvex offers a comprehensive line of suction regulators to help service your adult, pediatric, neonate and surgical populations. They are available in both intermittent and continuous models. Because our regulators have a technologically advanced design using modularity, your healthcare institution can easily upgrade models from analog to digital, and from continuous to intermittent. This modularity also provides for simple serviceability and maintenance. |  |  |  | 1.5lb |  |  |  | VR-C3U2-F2A.jpg | [9 empty] | https://www.ohiomedical.com/wp-content/uploads/Medical-Devices-Full-Line-Global-Product-Catalog-255540.pdf | https://www.ohiomedical.com/wp-content/uploads/OEM-Solutions-255530.pdf | [5 empty] | Patented digital display technology | Large numbers indicate exact suction level | Low battery indicator | No calibration required | Easy to read from up to 30ft away | [8 empty] | Brand Name | Amvex | Type | Vacuum, Suction | Size |  | Color | White | Material |  | Dimensions |  | For Use With |  | Color Standard | Domestic (ANSI) | Gauge Display | Analog | Patient Use | Adult | Mode | Continuous Three Mode (0 to 300mmHg) | Connection | 1/8in NPT Female (Wall/Patient) | [104 empty] | Regulator | Amvex Regulator | Vacuum Regulator | https://www.ohiomedical.com/products/suctionregulators/amvex-vacuum-regulator/spec/14097/ | https://mercurymed.com/catalogs/ADR_SuctionRegulators.pdf | https://www.medequipdepot.com/products/vr-c3u2-f2a-ohio-medical-vr-cont-3-mode-f2-f2-analog.html?srsltid=AfmBOopy9qSmk0Dg-NS4d1LIoICaMXYIU6tXznKF5ufRFr-bN7O15pNB |  |  | Vijaylakshmi
HCPB11_505 | Ohio Medical | VR-C3UT-CMA |  | Regulator | Amvex White Vacuum Suction Regulator |  | Amvex offers a comprehensive line of suction regulators to help service your adult, pediatric, neonate and surgical populations. They are available in both intermittent and continuous models. Because our regulators have a technologically advanced design using modularity, your healthcare institution can easily upgrade models from analog to digital, and from continuous to intermittent. This modularity also provides for simple serviceability and maintenance. |  |  |  | 1.5lb |  |  |  | VR-C3UT-CMA.jpg | [9 empty] | https://www.ohiomedical.com/wp-content/uploads/Medical-Devices-Full-Line-Global-Product-Catalog-255540.pdf | https://www.ohiomedical.com/wp-content/uploads/OEM-Solutions-255530.pdf | [5 empty] | Patented digital display technology | Large numbers indicate exact suction level | Low battery indicator | No calibration required | Easy to read from up to 30ft away | [8 empty] | Brand Name | Amvex | Type | Vacuum, Suction | Size |  | Color | White | Material |  | Dimensions |  | For Use With |  | Color Standard | Domestic (ANSI) | Gauge Display | Analog | Patient Use | Adult | Mode | Continuous Three Mode (0 to 300mmHg) | Connection | Chemetron (Wall), Tubing Nipple (Patient) | [104 empty] | Regulator | Amvex Regulator | Vacuum Regulator | https://www.ohiomedical.com/products/suctionregulators/amvex-vacuum-regulator/spec/14098/ | https://mercurymed.com/catalogs/ADR_SuctionRegulators.pdf | https://www.medequipdepot.com/products/vr-c3ut-cma-ohio-medical-vac-reg-analog-3-mode-continuos-tubing-n.html |  |  | Vijaylakshmi
HCPB11_506 | Ohio Medical | VR-C3UT-DHA |  | Regulator | Amvex White Vacuum Suction Regulator |  | Amvex offers a comprehensive line of suction regulators to help service your adult, pediatric, neonate and surgical populations. They are available in both intermittent and continuous models. Because our regulators have a technologically advanced design using modularity, your healthcare institution can easily upgrade models from analog to digital, and from continuous to intermittent. This modularity also provides for simple serviceability and maintenance. |  |  |  | 1.5lb |  |  |  | VR-C3UT-DHA.jpg | [9 empty] | https://www.ohiomedical.com/wp-content/uploads/Medical-Devices-Full-Line-Global-Product-Catalog-255540.pdf | https://www.ohiomedical.com/wp-content/uploads/OEM-Solutions-255530.pdf | [5 empty] | Patented digital display technology | Large numbers indicate exact suction level | Low battery indicator | No calibration required | Easy to read from up to 30ft away | [8 empty] | Brand Name | Amvex | Type | Vacuum, Suction | Size |  | Color | White | Material |  | Dimensions |  | For Use With |  | Color Standard | Domestic (ANSI) | Gauge Display | Analog | Patient Use | Adult | Mode | Continuous Three Mode (0 to 300mmHg) | Connection | DISS Handtight (Wall), Tubing Nipple (Patient) | [104 empty] | Regulator | Amvex Regulator | Vacuum Regulator | https://www.ohiomedical.com/products/suctionregulators/amvex-vacuum-regulator/spec/14101/ | https://mercurymed.com/catalogs/ADR_SuctionRegulators.pdf | https://www.medequipdepot.com/products/vr-c3ut-dha-ohio-medical-vr-contin-3-mode-bbarb-out-dh-in-analog.html |  |  | Vijaylakshmi
HCPB11_507 | Ohio Medical | VR-CHUT-DHA |  | Regulator | Amvex White Vacuum Suction USA Regulator |  | Amvex offers a comprehensive line of suction regulators to help service your adult, pediatric, neonate and surgical populations. They are available in both intermittent and continuous models. Because our regulators have a technologically advanced design using modularity, your healthcare institution can easily upgrade models from analog to digital, and from continuous to intermittent. This modularity also provides for simple serviceability and maintenance. |  |  |  | 1.5lb |  |  |  | VR-CHUT-DHA.jpg | [9 empty] | https://www.ohiomedical.com/wp-content/uploads/Medical-Devices-Full-Line-Global-Product-Catalog-255540.pdf | https://www.ohiomedical.com/wp-content/uploads/OEM-Solutions-255530.pdf | [5 empty] | Patented digital display technology | Large numbers indicate exact suction level | Low battery indicator | No calibration required | Easy to read from up to 30ft away | [8 empty] | Brand Name | Amvex | Type | Vacuum, Suction, USA | Size |  | Color | White | Material |  | Dimensions |  | For Use With |  | Color Standard | Domestic (ANSI) | Gauge Display | Analog | Patient Use | Adult | Mode | Continuous Three Mode (0 to 300mmHg) | Connection | DISS Handtight (Wall), Tubing Nipple (Patient) | [104 empty] | Regulator | Amvex Regulator | Vacuum Regulator | https://www.ohiomedical.com/products/suctionregulators/amvex-vacuum-regulator/spec/14100/ | https://mercurymed.com/catalogs/ADR_SuctionRegulators.pdf | https://www.medequipdepot.com/products/vr-chut-dha-ohio-medical-vac-reg-cont-high-tn-dh-analog-usa.html |  |  | Vijaylakshmi
HCPB11_508 | Ohio Medical | VR-CIU2-OMA |  | Regulator | Amvex White Vacuum Suction USA Regulator |  | Amvex offers a comprehensive line of suction regulators to help service your adult, pediatric, neonate and surgical populations. They are available in both intermittent and continuous models. Because our regulators have a technologically advanced design using modularity, your healthcare institution can easily upgrade models from analog to digital, and from continuous to intermittent. This modularity also provides for simple serviceability and maintenance. |  |  |  | 1.5lb |  |  |  | VR-CIU2-OMA.jpg | [9 empty] | https://www.ohiomedical.com/wp-content/uploads/Medical-Devices-Full-Line-Global-Product-Catalog-255540.pdf | https://www.ohiomedical.com/wp-content/uploads/OEM-Solutions-255530.pdf | [5 empty] | Patented digital display technology | Large numbers indicate exact suction level | Low battery indicator | No calibration required | Easy to read from up to 30ft away | [8 empty] | Brand Name | Amvex | Type | Vacuum, Suction, USA | Size |  | Color | White | Material |  | Dimensions |  | For Use With |  | Color Standard | Domestic (ANSI) | Gauge Display | Analog | Patient Use | Adult | Mode | Continuous/Intermittent (0 to 300mmHg) | Connection | Ohmeda (Wall), 1/8in NPT Female (Patient) | [104 empty] | Regulator | Amvex Regulator | Vacuum Regulator | https://www.ohiomedical.com/products/suctionregulators/amvex-vacuum-regulator/spec/14102/ | https://mercurymed.com/catalogs/ADR_SuctionRegulators.pdf | https://www.medequipdepot.com/products/vr-ciu2-oma-ohio-medical-vac-reg-cont-int-om-1-8fnpt-analog-usa.html |  |  | Vijaylakshmi
HCPB11_509 | Ohio Medical | VR-CIUD-CMA |  | Regulator | Amvex White Vacuum Suction Regulator |  | Amvex offers a comprehensive line of suction regulators to help service your adult, pediatric, neonate and surgical populations. They are available in both intermittent and continuous models. Because our regulators have a technologically advanced design using modularity, your healthcare institution can easily upgrade models from analog to digital, and from continuous to intermittent. This modularity also provides for simple serviceability and maintenance. |  |  |  | 1.5lb |  |  |  | VR-CIUD-CMA.jpg | [9 empty] | https://www.ohiomedical.com/wp-content/uploads/Medical-Devices-Full-Line-Global-Product-Catalog-255540.pdf | https://www.ohiomedical.com/wp-content/uploads/OEM-Solutions-255530.pdf | [5 empty] | Patented digital display technology | Large numbers indicate exact suction level | Low battery indicator | No calibration required | Easy to read from up to 30ft away | [8 empty] | Brand Name | Amvex | Type | Vacuum, Suction | Size |  | Color | White | Material |  | Dimensions |  | For Use With |  | Color Standard | Domestic (ANSI) | Gauge Display | Analog | Patient Use | Adult | Mode | Continuous/Intermittent (0 to 300mmHg) | Connection | Chemetron (Wall), DISS Male (Patient) | [104 empty] | Regulator | Amvex Regulator | Vacuum Regulator | https://www.ohiomedical.com/products/suctionregulators/amvex-vacuum-regulator/spec/14104/ | https://mercurymed.com/catalogs/ADR_SuctionRegulators.pdf | https://www.medequipdepot.com/products/vr-ciud-cma-ohio-medical-cont-int-chem-male-diss-male-ag.html |  |  | Vijaylakshmi
HCPB11_51 | Datex-Ohmeda | 1001-8889-000 |  | Kit | Gas Scavenging System Kit With Needle Valve | [9 empty] | https://services.gehealthcare.in/medias/1001-8889-000-001.jpg?context=bWFzdGVyfGltYWdlc3wyNTIzMzR8aW1hZ2UvanBlZ3xhVzFoWjJWekwyaGhZUzlvTVdNdk9EZzROVFEzTlRnek5Ua3pOQzVxY0djfDMzM2MyYzFkYjU4Mzg3MWIzMWUwYzE1YWM2MGJjNzBkNTBjNjI3OTcxNmViYjgwZTgzY2ZmZTNkZWVmNTRhNzM | https://services.gehealthcare.in/medias/1001-8889-000-002.jpg?context=bWFzdGVyfGltYWdlc3wyNTY5MTV8aW1hZ2UvanBlZ3xhVzFoWjJWekwyaG1aaTlvWlRVdk9EZzROVFV3TURZME1UTXhNQzVxY0djfGUxYjQzN2NiMzczNjBhNzczMzljODFmODI5ZWU0OTJmNzZjYjYzMTZiYzg3Y2Y0YWYxNjc2MTBlMDFjYmYxNDM | https://services.gehealthcare.in/medias/1001-8889-000-003.jpg?context=bWFzdGVyfGltYWdlc3wyNTkwNjZ8aW1hZ2UvanBlZ3xhVzFoWjJWekwyaGtPUzlvTWpVdk9EZzROVFV5TlRReE16a3hPQzVxY0djfGQ2ZDc1ODIzMTY4MDI5M2ViYzY4NWYwNTU3Yjg1N2ZhZDRlNTI2MDNkYzUzMWI2YjM2NWMzZGQ5ZjgxOTZiMDI | https://services.gehealthcare.in/medias/1001-8889-000-004.jpg?context=bWFzdGVyfGltYWdlc3wyNTQ0MDR8aW1hZ2UvanBlZ3xhVzFoWjJWekwyZzJPQzlvWXpRdk9EZzROVFUwTnpVek1qTXhPQzVxY0djfDY3ODViNzgzYzE1Y2Y5N2U5ODEzZWZmMzU3OTdmODg1YTdmNTE3ODk2ZWQwNjVmZmE3YTllM2FmMjkyY2I3M2E | [6 empty] | https://documents.cdn.ifixit.com/UPneMmYuSKs5TLMO.pdf | [19 empty] | Brand Name |  | Type | Gas Scavenging System | Size |  | Color |  | Material |  | Dimensions |  | For Use With | For Modulus II With 7000 Ventilator | With | With Needle Valve | [112 empty] | Gas Scavenging System Kit |  |  | https://dev-services.gehealthcare.in/gehcstorefront/p/1001-8889-000 |  |  |  |  | Ashok
HCPB11_510 | Ohio Medical | VR-CIUD-OMA |  | Regulator | Amvex White Vacuum Suction USA Regulator |  | Amvex offers a comprehensive line of suction regulators to help service your adult, pediatric, neonate and surgical populations. They are available in both intermittent and continuous models. Because our regulators have a technologically advanced design using modularity, your healthcare institution can easily upgrade models from analog to digital, and from continuous to intermittent. This modularity also provides for simple serviceability and maintenance. |  |  |  | 1.5lb |  |  |  | VR-CIUD-OMA.jpg | [9 empty] | https://www.ohiomedical.com/wp-content/uploads/Medical-Devices-Full-Line-Global-Product-Catalog-255540.pdf | https://www.ohiomedical.com/wp-content/uploads/OEM-Solutions-255530.pdf | [5 empty] | Patented digital display technology | Large numbers indicate exact suction level | Low battery indicator | No calibration required | Easy to read from up to 30ft away | [8 empty] | Brand Name | Amvex | Type | Vacuum, Suction, USA | Size |  | Color | White | Material |  | Dimensions |  | For Use With |  | Color Standard | Domestic (ANSI) | Gauge Display | Analog | Patient Use | Adult | Mode | Continuous/Intermittent (0 to 300mmHg) | Connection | Ohmeda (Wall), DISS Male (Patient) | [104 empty] | Regulator | Amvex Regulator | Vacuum Regulator | https://www.ohiomedical.com/products/suctionregulators/amvex-vacuum-regulator/spec/14103/ | https://mercurymed.com/catalogs/ADR_SuctionRegulators.pdf | https://www.medequipdepot.com/products/vr-ciud-oma-ohio-medical-vac-reg-cont-int-om-dm-analog-usa.html |  |  | Vijaylakshmi
HCPB11_511 | Ohio Medical | VR-FLTR-M2HB4 |  | Filter | 1/8in MNPT x 1/4in Hose Barb Disposable Hydrophobic Suction Ventilator Respiratory Bacteria Filter | [9 empty] | VR-FLTR-M2HB4.jpg | [29 empty] | Brand Name |  | Type | Disposable, Hydrophobic, Suction, Ventilator Respiratory, Bacteria | Size |  | Color |  | Material |  | Dimensions |  | For Use With |  | Connection | 1/8in MNPT x 1/4in Hose Barb | [112 empty] | Filter | Hydrophobic Filter | Suction Filter | https://www.ohiomedical.com/wp-content/uploads/Disposable-Suction-Filter-6700-0236-000.pdf | https://www.medequipdepot.com/products/vr-xfltr-m2hb4-ohio-medical-vr-bacteria-filter-1-8mpt-1-4hb.html?srsltid=AfmBOorwqYtsSLNADA7DTl8nme3ayGZH-bmFcF9AJaH-ujByVb_c9Q-x |  |  |  | Vijaylakshmi
HCPB11_512 | Ohio Medical | VR-TRAP-DH |  | Trap | Vacuum Trap With Safety DISS Handtite Inlet | [9 empty] | VR-TRAP-DH.jpg | [29 empty] | Brand Name |  | Type | Vacuum | Size |  | Color |  | Material |  | Dimensions |  | For Use With |  | Includes | Safety DISS Handtite Inlet | [112 empty] | Trap | Vacuum Trap |  |  | https://www.graylinemedical.com/products/ohio-vac-trap-wsafety-handtite-inlet-trap-w-diss-ht-connection-vr-trap-dh?srsltid=AfmBOoo3XEzE8MZNERyCm5JoA6czNfuIghjEjYCr0w8tCRHnVz3El_rf | https://www.megamedical.com.au/wp-content/uploads/2023/12/6700-0235-000-Rev.-3-Overflow-Safety-Trap-IFU-Manual-English.pdf?srsltid=AfmBOoq_Cat_wb8SPei-lAf_wx_qJMjUoGFSKAEYXlpnIX3EHUmDgNB0 | https://www.sinnansan.com/wp-content/uploads/2023/10/Catalog-AMVEX-matched-Flowmeter.pdf |  | Vijaylakshmi
HCPB11_513 | Ohio Medical | VR-TRAP-DN |  | Trap | Vacuum Trap With Overflow Safety DN Inlet | [39 empty] | Brand Name |  | Type | Vacuum | Size |  | Color |  | Material |  | Dimensions |  | For Use With |  | Includes | Overflow Safety DN Inlet | [112 empty] | Trap | Vacuum Trap |  |  | https://www.medequipdepot.com/products/vr-trap-dn-ohio-medical-vacuum-trap-w-overflow-safety-dn-inlet.html?srsltid=AfmBOoqDckXIbFWGmVZtXBUD3Itt5bbgs4PU6E30fjdO4wAd4C70ftAk |  |  |  | Vijaylakshmi
HCPB11_514 | Ohio Medical | WA-RCAN10-VRDF |  | Canister | 1000cc Polycarbonate Reusable DISS Canister For WA-CNLNR-1000 Liner |  | Connects reusable outer canister directly to vacuum regulator DISS where no wall mount is available. Wall to outer edge of canister is 8.5in | [7 empty] | WA-RCAN10-VRDF.jpg | [29 empty] | Brand Name |  | Type | Reusable, DISS | Size |  | Color |  | Material | Polycarbonate | Dimensions |  | For Use With | For WA-CNLNR-1000 Liner | Capacity | 1000cc | [112 empty] | Canister | Polycarbonate Canister | Reusable Canister | https://www.ohiomedical.com/wp-content/uploads/Canister-Spec-Sheet-550654.pdf |  |  |  |  | Vijaylakshmi
HCPB11_515 | Ohio Medical | YB-DM-DCUO-DH |  | Assembly | 1/8in FNPT Coupler DISS Oxygen Assembly | [9 empty] | https://www.ohiomedical.com/wp-content/uploads/YB-DM-DCUO-DH-1024x776.png | [9 empty] | https://www.ohiomedical.com/wp-content/uploads/Medical-Devices-Full-Line-Global-Product-Catalog-255540.pdf | [19 empty] | Brand Name |  | Type | Coupler, DISS, Oxygen | Size |  | Color |  | Material |  | Dimensions |  | For Use With |  | Connection | 1/8in FNPT | [112 empty] | Coupler Assembly | Oxygen Assembly |  | https://www.ohiomedical.com/products/fittings/amvex-block-assemblies/ |  |  |  |  | Vijaylakshmi
HCPB11_516 | Ohio Medical | YB-FM-15UO-CHPT |  | Flowmeter | 0 to 15LPM Chemetron Adapter Oxygen Twin Flowmeter | [9 empty] | YB-FM-15UO-CHPT.jpg | [29 empty] | Brand Name |  | Type | Chemetron Adapter, Oxygen, Twin | Size |  | Color |  | Material |  | Dimensions |  | For Use With |  | Flow Rating | 0 to 15LPM | Power Take Off | Yes | [110 empty] | Flowmeter | Twin Flowmeter | Oxygen Flowmeter |  | https://www.medequipdepot.com/products/yb-fm-15uo-chpt-ohio-medical-twin-flwmtr-o2-0-15l-pto-chem-adptr.html | https://www.hcdsolutions.net/_medical-equipment/7-gas_block_assemblies.pdf |  |  | Vijaylakshmi
HCPB11_517 | Precision Medical | 0124 |  | Nipple | 1/4in Hose Barb Outlet Green Oxygen Disposable Medical Tubing DISS Nipple |  | Disposable Tubing nipples have a 1/4″ Hose Barb outlet and are single patient use. They are available in clear, yellow, black, white, and green colors. Our disposable tubing nipples are sold individually as well as in packs of 25 and 50. | [7 empty] | https://precisionmedical.com/wp-content/uploads/2022/06/0124.webp | [9 empty] | https://precisionmedical.com/wp-content/uploads/2025/05/ProductCatalog_MedicalFittings.pdf | [19 empty] | Brand Name |  | Type | Disposable, Medical Tubing, DISS | Size |  | Color | Green | Material |  | Dimensions |  | For Use With |  | Gas Type | Oxygen | Connection | 1/4in Hose Barb Outlet | Patient Use | Single | [107 empty] | 1/Pack | Nipple | Disposable Nipple | Medical Tubing Nipple | https://precisionmedical.com/product/disposable-medical-tubing-nipple/?attribute_color=Green&attribute_quantity=Single | https://mms.mckesson.com/product/485135/Precision-Medical-0124 | https://www.medicalgassupplier.com/product/precision-medical-124-disposable-tubing-nipple/ | https://medicaltestingsolutions.com/product/0124-disposable-tubing-nipple-green/ | https://www.graylinemedical.com/products/precision-medical-disposable-tubing-nipple-disposable-tubing-nipple-for-oxygen-flowmeter-green-0124?srsltid=AfmBOor5BwX-zx4lZ2Z_3S4P-nipJRckeyPEkp7iF8z01zxwX17NK4Fs | Vijaylakshmi
HCPB11_518 | Precision Medical | 168715D |  | Regulator | EasyDial 4.25in L Oxygen Regulator |  | Precision Medical’s EasyDial Reg Oxygen Regulator is our top selling oxygen regulator. The compact unit is only 4.25” long and weighs less than 8 oz. Each regulator model comes standard with a large, knurled flow adjustment knob to make flow adjustment simple for patients. EasyDial Reg Oxygen Regulator is designed for safety with a built-in pressure relief valve, as well as a protected contents gauge. The low force Viton yoke seal provides a superior tank-to-regulator seal and has an innovative design that minimizes normal flow variation that occurs as tank pressure drops. | 5 Years |  |  | 7.8oz |  |  |  | https://precisionmedical.com/wp-content/uploads/2022/06/168715D-500x500.webp | [9 empty] | https://precisionmedical.com/wp-content/uploads/2025/05/ProductCatalog_OxygenAirRegulators.pdf | https://precisionmedical.com/wp-content/uploads/2022/06/502444_Rev11.pdf | [5 empty] | Low force Viton yoke seal provides a better tank-to-regulator seal | Ergonomic T-handle | Lightweight aluminum body and cap | 6 gauge protector colorways | Contents gauge on the front and the flow gauge on the top | [8 empty] | Brand Name | EasyDial | Type | Oxygen | Size |  | Color |  | Material |  | Dimensions |  | For Use With |  | Pressure Rating | 50psi | Flow Rating | 0 to 15LPM | Connection | 870 Yoke (CGA), Tubing Nipple (Patient) | Length | 4.25in | Includes | Gauge | [104 empty] | Regulator | EasyDial Regulator | Oxygen Regulator | https://precisionmedical.com/product/easydial-oxygen-regulator/?attribute_psi=50+PSI&attribute_liter-flow=0-15+l%2Fmin&attribute_cga-connection-type=870+Yoke+Style&attribute_patient-connection=Tubing+Nipple&attribute_gauge=Yes&attribute_extension=No | https://mms.mckesson.com/product/463906/Precision-Medical-168715D | https://www.graylinemedical.com/products/precision-medical-easydial-reg-oxygen-regulators-components-oxygen-regulator-for-e-tank-0-to-15-lpm-168715d?srsltid=AfmBOoqpJirhOJe6dqrC_6-U2iJLyC9GtrpmaRlUkz4kQJJMsMIlF5EX | https://ventureresp.com/precision-medical-oxygen-flow-regulator-0-15-lpm-cga-870-yolk-style-168715d/ |  | Vijaylakshmi
HCPB11_519 | Precision Medical | 168715DSDS |  | Regulator | EasyDial 4.25in L Oxygen Regulator |  | Precision Medical’s EasyDial Reg Oxygen Regulator is our top selling oxygen regulator. The compact unit is only 4.25” long and weighs less than 8 oz. Each regulator model comes standard with a large, knurled flow adjustment knob to make flow adjustment simple for patients. EasyDial Reg Oxygen Regulator is designed for safety with a built-in pressure relief valve, as well as a protected contents gauge. The low force Viton yoke seal provides a superior tank-to-regulator seal and has an innovative design that minimizes normal flow variation that occurs as tank pressure drops. | 5 Years |  |  | 7.8oz |  |  |  | https://precisionmedical.com/wp-content/uploads/2022/06/168715DSDS-500x500.webp | [9 empty] | https://precisionmedical.com/wp-content/uploads/2025/05/ProductCatalog_OxygenAirRegulators.pdf | https://precisionmedical.com/wp-content/uploads/2022/06/502444_Rev11.pdf | [5 empty] | Low force Viton yoke seal provides a better tank-to-regulator seal | Ergonomic T-handle | Lightweight aluminum body and cap | 6 gauge protector colorways | Contents gauge on the front and the flow gauge on the top | [8 empty] | Brand Name | EasyDial | Type | Oxygen | Size |  | Color |  | Material |  | Dimensions |  | For Use With |  | Pressure Rating | 50psi | Flow Rating | 0 to 15LPM | Connection | 870 Yoke (CGA), Straight DISS Male (Patient) | Length | 4.25in | Includes | Gauge | [104 empty] | Regulator | EasyDial Regulator | Oxygen Regulator | https://precisionmedical.com/product/easydial-oxygen-regulator/?attribute_psi=50+PSI&attribute_liter-flow=0-15+l%2Fmin&attribute_cga-connection-type=870+Yoke+Style&attribute_patient-connection=Straight+DISS+Male&attribute_gauge=Yes&attribute_extension=No | https://mms.mckesson.com/product/926120/PRECISION-MEDICA-168715DSDS | https://www.medicalgassupplier.com/product/easy-dial-reg-oxygen-regulator-cga-870-o2-diss-outlet/ | https://www.medequipdepot.com/168715dsds-precision-medical-yoke-style-870-cga-connection-easy-dial-reg-with-diss-outlet-flow-rate-0-15/?srsltid=AfmBOopHbijSC5PTOgqG-fZoospTWjHRRV5sqXuwPw3TW-8HS9BHX79- | https://megadepot.com/product/precision-medical-168715dsds-k-easydial-oxygen-regulator?srsltid=AfmBOoog6_PtRuAvb6sQrmaP1VYqhvpt_MdfeV3LMmHy8waubcj0f8u7 | Vijaylakshmi
HCPB11_52 | Datex-Ohmeda | 1006-1325-000 |  | Keyboard | Front Panel Ventilator Control Display Keyboard |  | The Keyboard Front Panel Ventilator Control Display is a custom designed panel assembly intended for use in anesthesia machines. The keyboard control panel is used to control the operations of the ventilator system. The control panel assembly is comprised of clear display window, nine membrane switches, rotary encoder, knob button, LED, audio, connectors, green LED, self-clinch studs, hex standoff, display window, dust gasket and graphic overlay label. The front panel assembly has a 480 x 240 pixel EL panel that displays measured and user adjustable parameters. The user can change parameters with touch switches on the membrane or a rotary encoder with a switch. LED's are incorporated in the membrane switch to indicate alarms, mechanical ventilation “On/ Standby” and “Power”. The products high quality material helps to offer reliable operation, efficient functioning and longer life span. | [7 empty] | https://services.gehealthcare.in/medias?context=bWFzdGVyfGltYWdlc3w0NTYxM3xpbWFnZS9qcGVnfGltYWdlcy9oYjQvaDExLzg3OTYyOTIyNTE2NzguanBnfDQwMTZmNjIxMjk4YWZiMGNhMmQ4YmQ1M2FhNzA2OWIxMDA4NThhMWRlYjhlNmNmZjQyNWZmYjYwYWRkZmRkOTY | [9 empty] | http://www.frankshospitalworkshop.com/equipment/documents/ventilators/service_manuals/Datex-Ohmeda%207900%20Ventilator%20-%20Service%20manual%20(2004).pdf | [6 empty] | High quality front panel assembly for anesthesia system | Easy to install | Excellent temperature, chemical and UV resistant | Integral green LED indications | [9 empty] | Brand Name |  | Type | Front Panel Ventilator Control Display | Size |  | Color |  | Material |  | Dimensions |  | For Use With | For Aestiva/5 7900 Anesthesia Ventilator | [114 empty] | Keyboard | Display Keyboard | Front Panel Ventilator Control Display Keyboard | https://dev-services.gehealthcare.in/gehcstorefront/p/1006-1325-000 | https://services.gehealthcare.in/gehcstorefront/p/1006-1325-000 |  |  |  | Ashok
HCPB11_520 | Precision Medical | 1MFA1001PTO | 1MFA | Flowmeter | 0 to 15LPM Polycarbonate Oxygen Chrome Flowmeter |  | The Chrome Series Flowmeter is a pressure compensated flowmeter designed to meet strict global standards of durability and accuracy. The polycarbonate flow tube ensures consistent readings and superb accuracy for precise low- and high-flow requirements. The low-flow model is labeled with a stork to clearly identify its application in neonatal environments. The large, knurled knobs are green and marked “O2” for oxygen for easy identification. | Lifetime (Flow Tube and Housing), 5 Years (Needle Valve), 1 Year (Other Parts) | [6 empty] | https://precisionmedical.com/wp-content/uploads/2022/06/1MFA1001PTO-500x500.webp | [9 empty] | https://precisionmedical.com/wp-content/uploads/2022/07/508768.pdf | https://precisionmedical.com/wp-content/uploads/2022/06/503349_Rev13_art_060823.pdf | [5 empty] | Highly accurate needle valves ensure precise flow-settings | Supply pressure of 50psi | Air and oxygen models available | Green knob marked with "O2" for easy identification | Durable polycarbonate housing | [8 empty] | Brand Name |  | Type | Oxygen, Chrome | Size |  | Color |  | Material | Polycarbonate | Dimensions |  | For Use With |  | Flow Rating | 0 to 15LPM | Color Standard | Domestic (US) | Power Take Off | Yes | Wall Connection | No Adapter with 1/8in NPT Female | Inlet Configuration | Standard | Pressure Rating | 50psi | [102 empty] | Flowmeter | Chrome Flowmeter | Oxygen Flowmeter | https://precisionmedical.com/product/oxygen-chrome-flowmeter/?attribute_color-type=Domestic+%28US%29&attribute_flow-rate=0-15+l%2Fmin&attribute_power-take-off=Yes&attribute_wall-connection=No+Adaptor+%281%2F8%22+NPT+Female%29&attribute_inlet-configuration=Standard&attribute_tubing-nipple=None | https://www.medequipdepot.com/1mfa1001pto-precision-medical-none-1-8-npt-f-with-pto-precision-medical/?srsltid=AfmBOoo95SN49trXWHt5P9aiJqibiLNKZZmGO2t3qPjzgvf5VYrsaFZK |  |  |  | Vijaylakshmi
HCPB11_521 | Precision Medical | 1MFA1101 | 1MFA | Flowmeter | 2 to 26LPM Polycarbonate Oxygen Chrome Flowmeter |  | The Chrome Series Flowmeter is a pressure compensated flowmeter designed to meet strict global standards of durability and accuracy. The polycarbonate flow tube ensures consistent readings and superb accuracy for precise low- and high-flow requirements. The low-flow model is labeled with a stork to clearly identify its application in neonatal environments. The large, knurled knobs are green and marked “O2” for oxygen for easy identification. | Lifetime (Flow Tube and Housing), 5 Years (Needle Valve), 1 Year (Other Parts) | [6 empty] | https://precisionmedical.com/wp-content/uploads/2022/06/1MFA1001_angeledR-500x500.webp | [9 empty] | https://precisionmedical.com/wp-content/uploads/2022/07/508768.pdf | https://precisionmedical.com/wp-content/uploads/2022/06/503349_Rev13_art_060823.pdf | [5 empty] | Highly accurate needle valves ensure precise flow-settings | Supply pressure of 50psi | Air and oxygen models available | Green knob marked with "O2" for easy identification | Durable polycarbonate housing | [8 empty] | Brand Name |  | Type | Oxygen, Chrome | Size |  | Color |  | Material | Polycarbonate | Dimensions |  | For Use With |  | Flow Rating | 2 to 26LPM | Color Standard | Domestic (US) | Power Take Off | No | Wall Connection | No Adapter with 1/8in NPT Female | Inlet Configuration | Standard | Pressure Rating | 50psi | [102 empty] | Flowmeter | Chrome Flowmeter | Oxygen Flowmeter | https://precisionmedical.com/product/oxygen-chrome-flowmeter/?attribute_color-type=Domestic+%28US%29&attribute_flow-rate=2-26+l%2Fmin&attribute_power-take-off=No&attribute_wall-connection=No+Adaptor+%281%2F8%22+NPT+Female%29&attribute_inlet-configuration=Standard&attribute_tubing-nipple=None | https://www.medicalgasinstallers.com/product/precision-medical-1mfa1101-2-26-lpm-oxygen-flowmeter-1-8-nptf/ | https://www.medequipdepot.com/products/1mfa1101-precision-medical-1mfa-series-flowmeter-chrome-o2-26lpm-50psi.html?srsltid=AfmBOorNHo6FEmP9JPcRtZwKJiO3g7k6JKxO65k4BFuPfjH_72D-MN0X | https://megadepot.com/product/precision-medical-1mfa1101-1mfa-series-flow-meter-chrome-o2?srsltid=AfmBOor-esu3_yvb2VqchthAZRnv3wHRkvRmDsC7mVhXGmuOz78kBNZA |  | Vijaylakshmi
HCPB11_522 | Precision Medical | 1MFA2001 | 1MFA | Flowmeter | 0 to 15LPM Polycarbonate Air Chrome Flowmeter |  | The Chrome Series Flowmeter is a pressure compensated flowmeter designed to meet strict global standards of durability and accuracy. The polycarbonate flow tube ensures consistent readings and superb accuracy for precise low- and high-flow requirements. The low-flow model is labeled with a stork to clearly identify its application in neonatal environments. The large, knurled knobs are yellow and marked “Air” for easy identification. | Lifetime (Flow Tube and Housing), 5 Years (Needle Valve), 1 Year (Other Parts) | [6 empty] | https://precisionmedical.com/wp-content/uploads/2022/06/1MFA2001-500x500.webp | [9 empty] | https://precisionmedical.com/wp-content/uploads/2022/07/508768.pdf | https://precisionmedical.com/wp-content/uploads/2022/06/503349_Rev13_art_060823.pdf | [5 empty] | Highly accurate needle valves ensure precise flow-settings | Supply pressure of 50psi | Air and oxygen models available | Yellow knob marked with “AIR” for easy identification | Durable polycarbonate housing | [8 empty] | Brand Name |  | Type | Air, Chrome | Size |  | Color |  | Material | Polycarbonate | Dimensions |  | For Use With |  | Flow Rating | 0 to 15LPM | Color Standard | Domestic (US) | Power Take Off | No | Wall Connection | No Adapter with 1/8in NPT Female | Inlet Configuration | Standard | Pressure Rating | 50psi | [102 empty] | Flowmeter | Chrome Flowmeter | Air Flowmeter | https://precisionmedical.com/product/air-chrome-flowmeter/?attribute_color-type=Domestic+%28US%29&attribute_flow-rate=0-15+l%2Fmin&attribute_power-take-off=No&attribute_wall-connection=No+Adaptor+%281%2F8%22+NPT+Female%29&attribute_inlet-configuration=Standard&attribute_tubing-nipple=None | https://www.graylinemedical.com/products/precision-medical-chrome-flowmeters-chrome-flowmeter-air-no-adapter-18-npt-0-15-lpm-1mfa2001?srsltid=AfmBOopSh1Kqzh6AQIcjXurcYaMJQfU7-GbVyXMCx0Ai4W_p9bQGu584 | https://www.medicalgasinstallers.com/product/precision-medical-1mfa2001-0-15-lpm-medical-air-flowmeter-1-8-nptf/ | https://www.slimedical.com/flowmeter-precision-medical-50-psi-1mfa2001.html?srsltid=AfmBOorcM-HeRf-UMqxl90nlfkjPBZCed9wwI4QBRrZM_caRF53uK7kj | https://www.medequipdepot.com/1mfa2001-precision-medical-none-1-8-npt-f/?srsltid=AfmBOooleiAXuehnaESILbw-nvgbSTQbv--WNX2WgjL7T44lQanF1mt3 | Vijaylakshmi
HCPB11_523 | Precision Medical | 1MFA3001 | 1MFA | Flowmeter | 0 to 3LPM Polycarbonate Oxygen Chrome Flowmeter |  | The Chrome Series Flowmeter is a pressure compensated flowmeter designed to meet strict global standards of durability and accuracy. The polycarbonate flow tube ensures consistent readings and superb accuracy for precise low- and high-flow requirements. The low-flow model is labeled with a stork to clearly identify its application in neonatal environments. The large, knurled knobs are green and marked “O2” for oxygen for easy identification. | Lifetime (Flow Tube and Housing), 5 Years (Needle Valve), 1 Year (Other Parts) | [6 empty] | https://precisionmedical.com/wp-content/uploads/2022/06/1MFA1001_angeledR-500x500.webp | [9 empty] | https://precisionmedical.com/wp-content/uploads/2022/07/508768.pdf | https://precisionmedical.com/wp-content/uploads/2022/06/503349_Rev13_art_060823.pdf | [5 empty] | Highly accurate needle valves ensure precise flow-settings | Supply pressure of 50psi | Air and oxygen models available | Green knob marked with "O2" for easy identification | Durable polycarbonate housing | [8 empty] | Brand Name |  | Type | Oxygen, Chrome | Size |  | Color |  | Material | Polycarbonate | Dimensions |  | For Use With |  | Flow Rating | 0 to 3LPM | Color Standard | Domestic (US) | Power Take Off | No | Wall Connection | No Adapter with 1/8in NPT Female | Inlet Configuration | Standard | Pressure Rating | 50psi | [102 empty] | Flowmeter | Chrome Flowmeter | Oxygen Flowmeter | https://precisionmedical.com/product/oxygen-chrome-flowmeter/?attribute_color-type=Domestic+%28US%29&attribute_flow-rate=0-3+l%2Fmin&attribute_power-take-off=No&attribute_wall-connection=No+Adaptor+%281%2F8%22+NPT+Female%29&attribute_inlet-configuration=Standard&attribute_tubing-nipple=None | https://www.medicalgasinstallers.com/product/precision-medical-1mfa3001-0-3-lpm-pediatric-oxygen-flowmeter-1-8-nptf/ |  |  |  | Vijaylakshmi
HCPB11_524 | Precision Medical | 1MFA8002 | 1MFA | Flowmeter | 0 to 70LPM Polycarbonate Oxygen Chrome Flowmeter |  | The Chrome Series Flowmeter is a pressure compensated flowmeter designed to meet strict global standards of durability and accuracy. The polycarbonate flow tube ensures consistent readings and superb accuracy for precise low- and high-flow requirements. The low-flow model is labeled with a stork to clearly identify its application in neonatal environments. The large, knurled knobs are green and marked “O2” for oxygen for easy identification. | Lifetime (Flow Tube and Housing), 5 Years (Needle Valve), 1 Year (Other Parts) | [6 empty] | https://precisionmedical.com/wp-content/uploads/2022/06/1MFA1001_angeledR-500x500.webp | [9 empty] | https://precisionmedical.com/wp-content/uploads/2022/07/508768.pdf | https://precisionmedical.com/wp-content/uploads/2022/06/503349_Rev13_art_060823.pdf | [5 empty] | Highly accurate needle valves ensure precise flow-settings | Supply pressure of 50psi | Air and oxygen models available | Green knob marked with "O2" for easy identification | Durable polycarbonate housing | [8 empty] | Brand Name |  | Type | Oxygen, Chrome | Size |  | Color |  | Material | Polycarbonate | Dimensions |  | For Use With |  | Flow Rating | 0 to 70LPM | Color Standard | Domestic (US) | Power Take Off | No | Wall Connection | DISS Female Hex Nut | Inlet Configuration | Standard | Pressure Rating | 50psi | [102 empty] | Flowmeter | Chrome Flowmeter | Oxygen Flowmeter | https://precisionmedical.com/product/oxygen-chrome-flowmeter/?attribute_color-type=Domestic+%28US%29&attribute_flow-rate=0-70+l%2Fmin&attribute_power-take-off=No&attribute_wall-connection=DISS+Female+Hex+Nut&attribute_inlet-configuration=Standard&attribute_tubing-nipple=None | https://www.medicalgasinstallers.com/product/precision-medical-1mfa8002-0-70-lpm-oxygen-flowmeter-diss-female-hex-nut/ | https://www.medequipdepot.com/1mfa8002-precision-medical-diss-hex-nut/?srsltid=AfmBOooXKWA2baxLVKJDVPp08Q4xPE3wtidiFFjPaJBtBJ15v74QKqQn |  |  | Vijaylakshmi
HCPB11_525 | Precision Medical | 2362Y |  | Assembly | Male Quick Connect x Female Compact Coupler Compact Ohmeda Outlet Vacuum Assembly For Flowmeter |  | Precision Medical offers Y Block assemblies which can be used with Flowmeters, Vacuum Regulators, Couplers, Adapters and DISS Connectors. The Assemblies come standard with 1/8″ NPT Female but can be changed to 1/4″ NPT Female if needed. The Y Block Assemblies are available in oxygen, medical air, medical vacuum, nitrous oxide, and nitrogen. | [7 empty] | https://precisionmedical.com/wp-content/uploads/2022/06/2162Y-500x500.webp | [9 empty] | https://precisionmedical.com/wp-content/uploads/2025/05/ProductCatalog_MedicalFittings.pdf | [19 empty] | Brand Name |  | Type |  | Size |  | Color |  | Material |  | Dimensions |  | For Use With | For Flowmeter, Vacuum Regulator, Coupler, Adapter to DISS Connector | Gas Type | Vacuum | Oulet Type | Compact Ohmeda | Connection | Male Quick Connect x Female Compact Coupler | [108 empty] | Vacuum Assembly | Flowmeter Assembly |  | https://precisionmedical.com/product/y-block-assemblies/?attribute_gas-type=Vacuum&attribute_outlet-type=Compact+Ohmeda+Style | https://www.medicalgassupplier.com/product/precision-medical-2326y-vacuum-y-block-assembly-compact-ohmeda/ | https://megadepot.com/product/precision-medical-2362y-y-block-assembly-ohmeda-compact-vacuum?srsltid=AfmBOoqJyMoA-vDV_DjsYtxMntXMPHIXNvJ6ssYE-XaoLkgNvBTpKiy3 | https://www.medequipdepot.com/products/2362y-precision-medical-y-assy-ohmeda-compact-vac.html?srsltid=AfmBOoqeLe-V_AVy-bFiaUt-gwZM9V5Ph5FcBeml05WJRV_sD7vBqqvL | https://www.graylinemedical.com/products/precision-medical-y-block-assemblies-ohmeda-vacuum-y-block-assembly-compact-2362y?srsltid=AfmBOoo8cL5ckcb-_DSrm0f8L_LWKTnzKeMS0hI5AjpF4k4utXRrwMx1 | Vijaylakshmi
HCPB11_526 | Precision Medical | 3111S |  | Quick Connect | 1/4in Hose Barb With Swivel Oxygen Chemetron Quick Connect |  | Chemetron-Style Quick Connects are equipped with a stainless-steel striker to ensure strength and durability. They also have a Chrome-plated, 4 port high-flow nose. The Chemetron quick connects have an all-metal latching plate for durability. The color-coding on our quick connects along with their compact design makes them easy to identify and to use. | 1 Year | [6 empty] | https://precisionmedical.com/wp-content/uploads/2022/08/3101_angledR.jpg | [9 empty] | https://precisionmedical.com/wp-content/uploads/2025/05/ProductCatalog_MedicalFittings.pdf | [19 empty] | Brand Name |  | Type | Chemetron | Size |  | Color |  | Material |  | Dimensions |  | For Use With | For Flowmeter, Vacuum Regulator, Hose Assembly | Color Type | Domestic (US) | Gas Type | Oxygen | Outlet Type | 1/4in Hose Barb With Swivel | [108 empty] | Quick Connect | Chemetron Quick Connect | Flowmeter Quick Connect | https://precisionmedical.com/product/chemetron-quick-connect/?attribute_color-type=Domestic+%28US%29&attribute_gas-type=Oxygen&attribute_outlet-type=1%2F4%22+Hose+Barb+with+Swivel | https://megadepot.com/product/precision-medical-3111s-quick-connect-fitting-chemetron-oxygen?srsltid=AfmBOoq1WjlwNHJVdLSflkkynJ4VLqzXxFyOcofpvk9CTrPLvWPNHdMl | https://www.medequipdepot.com/products/3103-precision-medical-qc-chemetron-o2-x-1-4mnpt.html?srsltid=AfmBOooYzHS8BwQEtcWvUFcqSqqi7VmuXTJyCHh9NWyRxhUP3RdKkl9Q |  |  | Vijaylakshmi
HCPB11_527 | Precision Medical | 3114 |  | Quick Connect | DISS Male With Check Valve Oxygen Chemetron Quick Connect |  | Chemetron-Style Quick Connects are equipped with a stainless-steel striker to ensure strength and durability. They also have a Chrome-plated, 4 port high-flow nose. The Chemetron quick connects have an all-metal latching plate for durability. The color-coding on our quick connects along with their compact design makes them easy to identify and to use. | 1 Year | [6 empty] | https://precisionmedical.com/wp-content/uploads/2022/08/3101_angledR-500x500.jpg | [9 empty] | https://precisionmedical.com/wp-content/uploads/2025/05/ProductCatalog_MedicalFittings.pdf | [19 empty] | Brand Name |  | Type | Chemetron | Size |  | Color |  | Material |  | Dimensions |  | For Use With | For Flowmeter, Vacuum Regulator, Hose Assembly | Color Type | Domestic (US) | Gas Type | Oxygen | Outlet Type | DISS Male With Check Valve | [108 empty] | Quick Connect | Chemetron Quick Connect | Flowmeter Quick Connect | https://precisionmedical.com/product/chemetron-quick-connect/?attribute_color-type=Domestic+%28US%29&attribute_gas-type=Oxygen&attribute_outlet-type=DISS+Male+with+Check+Valve | https://www.medicalgassupplier.com/product/precision-medical-3114-o2-chemetron-male-1240-diss-male-coupler/ | https://megadepot.com/product/precision-medical-3114-quick-connect-fitting-chemetron-oxygen?srsltid=AfmBOoonMgO4aKmzr1eHeZx8mcGl8d72LOLbOKwzmUyiQ015xEqBltqi | https://www.beaessentials.com/product/precision-medical-chemetron-style-quick-connects-chemetron-style-diss-hex-nut-oxygen-quick-connects-3114/ |  | Vijaylakshmi
HCPB11_528 | Precision Medical | 3202 |  | Quick Connect | 1/8in NPT Female Air Chemetron Quick Connect |  | Chemetron-Style Quick Connects are equipped with a stainless-steel striker to ensure strength and durability. They also have a Chrome-plated, 4 port high-flow nose. The Chemetron quick connects have an all-metal latching plate for durability. The color-coding on our quick connects along with their compact design makes them easy to identify and to use. | 1 Year | [6 empty] | https://precisionmedical.com/wp-content/uploads/2022/08/3201_angledR-500x500.jpg | [9 empty] | https://precisionmedical.com/wp-content/uploads/2025/05/ProductCatalog_MedicalFittings.pdf | [19 empty] | Brand Name |  | Type | Chemetron | Size |  | Color |  | Material |  | Dimensions |  | For Use With | For Flowmeter, Vacuum Regulator, Hose Assembly | Color Type | Domestic (US) | Gas Type | Air | Outlet Type | 1/8in NPT Female | [108 empty] | Quick Connect | Chemetron Quick Connect | Flowmeter Quick Connect | https://precisionmedical.com/product/chemetron-quick-connect/?attribute_color-type=Domestic+%28US%29&attribute_gas-type=Air&attribute_outlet-type=1%2F8%22+NPT+Female | https://mms.mckesson.com/product/795992/Precision-Medical-3202 | https://www.medicalgassupplier.com/product-tag/precision-medical-3202-air-chemetron-quick-connect-by-1-8-inch-npt-female/ | https://www.medequipdepot.com/products/3202-precision-medical-qc-chemetron-air-x-1-8fnpt.html?srsltid=AfmBOopbj-casSpqbXPTiBTb9WCYB7TFELcQnSx8VtEI9LJZoP8y3CD9 |  | Vijaylakshmi
HCPB11_529 | Precision Medical | 3206 |  | Quick Connect | DISS Hex Nut Air Chemetron Quick Connect |  | Chemetron-Style Quick Connects are equipped with a stainless-steel striker to ensure strength and durability. They also have a Chrome-plated, 4 port high-flow nose. The Chemetron quick connects have an all-metal latching plate for durability. The color-coding on our quick connects along with their compact design makes them easy to identify and to use. | 1 Year | [6 empty] | https://precisionmedical.com/wp-content/uploads/2022/08/3201_angledR-500x500.jpg | [9 empty] | https://precisionmedical.com/wp-content/uploads/2025/05/ProductCatalog_MedicalFittings.pdf | [19 empty] | Brand Name |  | Type | Chemetron | Size |  | Color |  | Material |  | Dimensions |  | For Use With | For Flowmeter, Vacuum Regulator, Hose Assembly | Color Type | Domestic (US) | Gas Type | Air | Outlet Type | DISS Hex Nut | [108 empty] | Quick Connect | Chemetron Quick Connect | Flowmeter Quick Connect | https://precisionmedical.com/product/chemetron-quick-connect/?attribute_color-type=Domestic+%28US%29&attribute_gas-type=Air&attribute_outlet-type=DISS+Hex+Nut | https://www.medicalgassupplier.com/product/precision-medical-3206-medical-air-chemetron-male-coupler/ | https://megadepot.com/product/precision-medical-3206-quick-connect-fitting-chemetron-air?srsltid=AfmBOorMQ-DPoi-WYzHHgCNzDUC49FNJCZ2HTJPaC45wqsE4oO84FzNx |  |  | Vijaylakshmi
HCPB11_53 | Datex-Ohmeda | 1006-4258-000 |  | Power Supply | Universal Power Supply For Aestiva/5 7900 Anesthesia Ventilator |  | The Universal Power Supply has multiple outlets. It is placed in the control module of anesthesia breathing system, which supplies the power to multiple parts such as 7100 Control Board, Rotary Encoder, Membrane Switches, Speaker, LCD Display which is also placed the control module. This power supply shall conform to all the approvals associated with the parent series IDP SRW/SRP-100 EXPECT as specified in the technical specification. The input range will be UNIVERSAL 85V-264VAC 47-63Hz and get the typical efficiency about 75%. Likewise, the output will be 70W when subjects to continuous natural convection and 82W when subjects to forced air cooling. Ripple and noise will be 1% peak-peak at maximum load and 20MHz bandwidth limit. The universal power supply unit has the added advantage is its automatic recovery current limit when it is short circuited and overloaded. | [7 empty] | https://services.gehealthcare.in/medias?context=bWFzdGVyfGltYWdlc3w3NTQ2NXxpbWFnZS9qcGVnfGltYWdlcy9oZGMvaGRhLzg3OTYyOTI3MTA0MzAuanBnfGE1MjQwNDk2ODRkMGNiNzA3YWJmZWMzZTZkOTUzMWM3YjA2YWM2NTJkNWJmYTMxOGJkNWNjZTA0OTY4NzQxYzE | [9 empty] | http://www.frankshospitalworkshop.com/equipment/documents/ventilators/service_manuals/Datex-Ohmeda%207900%20Ventilator%20-%20Service%20manual%20(2004).pdf | [6 empty] | Multiple output | Short circuit and overload protection | Automatic recovery current limit when it is overloaded | RoHS compliant | [9 empty] | Brand Name |  | Type | Universal | Size |  | Color |  | Material |  | Dimensions |  | For Use With | For Aestiva/5 7900 Anesthesia Ventilator | [114 empty] | Power Supply | Ventilator Power Supply | Universal Power Supply | https://dev-services.gehealthcare.in/gehcstorefront/p/1006-4258-000 | https://services.gehealthcare.in/gehcstorefront/p/1006-4258-000 |  |  |  | Ashok
HCPB11_530 | Precision Medical | 3302 |  | Quick Connect | 1/8in NPT Female Vacuum Chemetron Quick Connect |  | Chemetron-Style Quick Connects are equipped with a stainless-steel striker to ensure strength and durability. They also have a Chrome-plated, 4 port high-flow nose. The Chemetron quick connects have an all-metal latching plate for durability. The color-coding on our quick connects along with their compact design makes them easy to identify and to use. | 1 Year | [6 empty] | https://precisionmedical.com/wp-content/uploads/2022/08/3301-500x500.jpg | [9 empty] | https://precisionmedical.com/wp-content/uploads/2025/05/ProductCatalog_MedicalFittings.pdf | [19 empty] | Brand Name |  | Type | Chemetron | Size |  | Color |  | Material |  | Dimensions |  | For Use With | For Flowmeter, Vacuum Regulator, Hose Assembly | Color Type | Domestic (US) | Gas Type | Vacuum | Outlet Type | 1/8in NPT Female | [108 empty] | Quick Connect | Chemetron Quick Connect | Flowmeter Quick Connect | https://precisionmedical.com/product/chemetron-quick-connect/?attribute_color-type=Domestic+%28US%29&attribute_gas-type=Vacuum&attribute_outlet-type=1%2F8%22+NPT+Female | https://mms.mckesson.com/product/646164/Precision-Medical-3302 | https://www.medicalgassupplier.com/product/precision-medical-3302-medical-vacuum-chemetron-male-coupler/ | https://www.ciamedical.com/precision-medical-3302-each-vacuum-adaptor-ea?srsltid=AfmBOop_xSGE2Lz4nBngy2wwhEwnk2mVD-52FRjGxATwirRJ2a6WItAJ |  | Vijaylakshmi
HCPB11_531 | Precision Medical | 3311S |  | Quick Connect | 1/4in Hose Barb With Swivel Vacuum Chemetron Quick Connect |  | Chemetron-Style Quick Connects are equipped with a stainless-steel striker to ensure strength and durability. They also have a Chrome-plated, 4 port high-flow nose. The Chemetron quick connects have an all-metal latching plate for durability. The color-coding on our quick connects along with their compact design makes them easy to identify and to use. | 1 Year | [6 empty] | https://precisionmedical.com/wp-content/uploads/2022/08/3301-500x500.jpg | [9 empty] | https://precisionmedical.com/wp-content/uploads/2025/05/ProductCatalog_MedicalFittings.pdf | [19 empty] | Brand Name |  | Type | Chemetron | Size |  | Color |  | Material |  | Dimensions |  | For Use With | For Flowmeter, Vacuum Regulator, Hose Assembly | Color Type | Domestic (US) | Gas Type | Vacuum | Outlet Type | 1/4in Hose Barb With Swivel | [108 empty] | Quick Connect | Chemetron Quick Connect | Flowmeter Quick Connect | https://precisionmedical.com/product/chemetron-quick-connect/?attribute_color-type=Domestic+%28US%29&attribute_gas-type=Vacuum&attribute_outlet-type=1%2F4%22+Hose+Barb+with+Swivel | https://www.medequipdepot.com/products/3311s-precision-medical-qc-chemetron-vac-x-1-4-hb-swivel.html?srsltid=AfmBOoqRjwey5Iw_7tvmYih7TeIRCwDHvTYbaTLVP5Gcxj8JD5eVRedD | https://megadepot.com/product/precision-medical-3311s-quick-connect-fitting-chemetron-vacuum?srsltid=AfmBOorpsABXbnwKeUUMPskBn-j0UG4-IRiyVd1afgGtnBVdaiJshD8_ |  |  | Vijaylakshmi
HCPB11_532 | Precision Medical | 3312 |  | Quick Connect | 5/16in Hose Barb Vacuum Chemetron Quick Connect |  | Chemetron-Style Quick Connects are equipped with a stainless-steel striker to ensure strength and durability. They also have a Chrome-plated, 4 port high-flow nose. The Chemetron quick connects have an all-metal latching plate for durability. The color-coding on our quick connects along with their compact design makes them easy to identify and to use. | 1 Year | [6 empty] | https://precisionmedical.com/wp-content/uploads/2022/08/3301-500x500.jpg | [9 empty] | https://precisionmedical.com/wp-content/uploads/2025/05/ProductCatalog_MedicalFittings.pdf | [19 empty] | Brand Name |  | Type | Chemetron | Size |  | Color |  | Material |  | Dimensions |  | For Use With | For Flowmeter, Vacuum Regulator, Hose Assembly | Color Type | Domestic (US) | Gas Type | Vacuum | Outlet Type | 5/16in Hose Barb | [108 empty] | Quick Connect | Chemetron Quick Connect | Flowmeter Quick Connect | https://precisionmedical.com/product/chemetron-quick-connect/?attribute_color-type=Domestic+%28US%29&attribute_gas-type=Vacuum&attribute_outlet-type=5%2F16%22+Hose+Barb | https://www.medicalgassupplier.com/product/precision-medical-3312-medical-vacuum-chemetron-male-coupler/ | https://megadepot.com/product/precision-medical-3312-quick-connect-fitting-chemetron-vacuum?srsltid=AfmBOorpQCRBesICTQXgXxCJdJWqNikX7f9FyxAD9z5TgiWDSXajmaVT | https://www.graylinemedical.com/products/precision-medical-chemtron-vacuum-regulator-accessories-chemtron-qc-barbed-vacuum-hose-516-3312?srsltid=AfmBOopb0QuJiqiRXrdKT7xEDoh8hfUgcog3ZWnLnQnbIC6m53sytEkM |  | Vijaylakshmi
HCPB11_533 | Precision Medical | 3312S |  | Quick Connect | 5/16in Hose Barb With Swivel Vacuum Chemetron Quick Connect |  | Chemetron-Style Quick Connects are equipped with a stainless-steel striker to ensure strength and durability. They also have a Chrome-plated, 4 port high-flow nose. The Chemetron quick connects have an all-metal latching plate for durability. The color-coding on our quick connects along with their compact design makes them easy to identify and to use. | 1 Year | [6 empty] | https://precisionmedical.com/wp-content/uploads/2022/08/3301-500x500.jpg | [9 empty] | https://precisionmedical.com/wp-content/uploads/2025/05/ProductCatalog_MedicalFittings.pdf | [19 empty] | Brand Name |  | Type | Chemetron | Size |  | Color |  | Material |  | Dimensions |  | For Use With | For Flowmeter, Vacuum Regulator, Hose Assembly | Color Type | Domestic (US) | Gas Type | Vacuum | Outlet Type | 5/16in Hose Barb With Swivel | [108 empty] | Quick Connect | Chemetron Quick Connect | Flowmeter Quick Connect | https://precisionmedical.com/product/chemetron-quick-connect/?attribute_color-type=Domestic+%28US%29&attribute_gas-type=Vacuum&attribute_outlet-type=5%2F16%22+Hose+Barb+with+Swivel | https://www.medicalgassupplier.com/product/precision-3403-n2o-chemetron-male-m-npt/ | https://megadepot.com/product/precision-medical-3403-quick-connect-fitting-chemetron-n2o?srsltid=AfmBOoqCzJ2KlYvmILc8da6EAaQ7yMUD8e0vegCUSxLGJyUjT9Zh9ClV |  |  | Vijaylakshmi
HCPB11_534 | Precision Medical | 3403 |  | Quick Connect | 1/4in NPT Male Nitrous Oxide Chemetron Quick Connect |  | Chemetron-Style Quick Connects are equipped with a stainless-steel striker to ensure strength and durability. They also have a Chrome-plated, 4 port high-flow nose. The Chemetron quick connects have an all-metal latching plate for durability. The color-coding on our quick connects along with their compact design makes them easy to identify and to use. | 1 Year | [6 empty] | https://precisionmedical.com/wp-content/uploads/2022/08/3401-500x500.jpg | [9 empty] | https://precisionmedical.com/wp-content/uploads/2025/05/ProductCatalog_MedicalFittings.pdf | [19 empty] | Brand Name |  | Type | Chemetron | Size |  | Color |  | Material |  | Dimensions |  | For Use With | For Flowmeter, Vacuum Regulator, Hose Assembly | Color Type | Domestic (US) | Gas Type | Nitrous Oxide | Outlet Type | 1/4in NPT Male | [108 empty] | Quick Connect | Chemetron Quick Connect | Flowmeter Quick Connect | https://precisionmedical.com/product/chemetron-quick-connect/?attribute_color-type=Domestic+%28US%29&attribute_gas-type=Nitrous+Oxide&attribute_outlet-type=1%2F4%22+NPT+Male | https://www.medicalgassupplier.com/product/precision-3403-n2o-chemetron-male-m-npt/ | https://megadepot.com/product/precision-medical-3403-quick-connect-fitting-chemetron-n2o?srsltid=AfmBOooIduxFpEC0tousl0cIsVmbIRzoXiyD6imtkpQxnqU4qT6VxVLw |  |  | Vijaylakshmi
HCPB11_535 | Precision Medical | 3411 |  | Quick Connect | 1/4in Hose Barb Nitrous Oxide Chemetron Quick Connect |  | Chemetron-Style Quick Connects are equipped with a stainless-steel striker to ensure strength and durability. They also have a Chrome-plated, 4 port high-flow nose. The Chemetron quick connects have an all-metal latching plate for durability. The color-coding on our quick connects along with their compact design makes them easy to identify and to use. | 1 Year | [6 empty] | https://precisionmedical.com/wp-content/uploads/2022/08/3401-500x500.jpg | [9 empty] | https://precisionmedical.com/wp-content/uploads/2025/05/ProductCatalog_MedicalFittings.pdf | [19 empty] | Brand Name |  | Type | Chemetron | Size |  | Color |  | Material |  | Dimensions |  | For Use With | For Flowmeter, Vacuum Regulator, Hose Assembly | Color Type | Domestic (US) | Gas Type | Nitrous Oxide | Outlet Type | 1/4in Hose Barb | [108 empty] | Quick Connect | Chemetron Quick Connect | Flowmeter Quick Connect | https://precisionmedical.com/product/chemetron-quick-connect/?attribute_color-type=Domestic+%28US%29&attribute_gas-type=Nitrous+Oxide&attribute_outlet-type=1%2F4%22+Hose+Barb | https://www.medicalgassupplier.com/product/precision-medical-3411-n2o-chemetron-male-coupler/ | https://megadepot.com/product/precision-medical-3411-quick-connect-fitting-chemetron-n2o?srsltid=AfmBOooRAZCcDdFfcegw9TqFKpZNjiJ8B8_Rz-hMXPkZtzTaS1vYuhPT |  |  | Vijaylakshmi
HCPB11_536 | Precision Medical | 3603 |  | Quick Connect | 1/4in NPT Male WAGD Chemetron Quick Connect |  | Chemetron-Style Quick Connects are equipped with a stainless-steel striker to ensure strength and durability. They also have a Chrome-plated, 4 port high-flow nose. The Chemetron quick connects have an all-metal latching plate for durability. The color-coding on our quick connects along with their compact design makes them easy to identify and to use. | 1 Year | [6 empty] | https://precisionmedical.com/wp-content/uploads/2022/08/3601_new-500x500.jpg | [9 empty] | https://precisionmedical.com/wp-content/uploads/2025/05/ProductCatalog_MedicalFittings.pdf | [19 empty] | Brand Name |  | Type | Chemetron | Size |  | Color |  | Material |  | Dimensions |  | For Use With | For Flowmeter, Vacuum Regulator, Hose Assembly | Color Type | Domestic (US) | Gas Type | WAGD | Outlet Type | 1/4in NPT Male | [108 empty] | Quick Connect | Chemetron Quick Connect | Flowmeter Quick Connect | https://precisionmedical.com/product/chemetron-quick-connect/?attribute_color-type=Domestic+%28US%29&attribute_gas-type=WAGD&attribute_outlet-type=1%2F4%22+NPT+Male | https://www.medicalgassupplier.com/product/precision-3603-wagd-chemetron-male/ |  |  |  | Vijaylakshmi
HCPB11_537 | Precision Medical | 502519-20 |  | Canister | 7-1/4in H 800cc Green Lid Suction Canister For PM60 EasyVac Aspirator |  | Precision Medical uses the Bemis Hi-Flow Rigid Suction Canister with Aerostat Filter. It is designed to meet high volume collection and disposal needs. It features the Aerostat bacterial filter, a mechanical shutoff valve that protects against contamination and overflow and frosted panel provides writing area when needed. The canister is made of high impact polystyrene and durable polyethylene. | [5 empty] | 7.25in |  | https://precisionmedical.com/wp-content/uploads/2022/06/502519-10-500x500.png | [9 empty] | https://precisionmedical.com/wp-content/uploads/2022/07/508768.pdf | [6 empty] | Self- sealing lid provides leak free seal | Integrated Aerostat® filter with >99.99% bacterial efficiency | Mechanical shutoff valve prevents overflow and contamination | Lid contains multiple ports for versatility; pour spout, vacuum, tandem and patient ports | Large, easy to read graduations | Frost panel provides writing area when needed | Nestable for storage | Disposable, single use | Latex, BPA and DEHP free |  |  |  |  | Brand Name |  | Type | Suction | Size |  | Color | Green Lid | Material |  | Dimensions |  | For Use With | For PM60 EasyVac And PM65 EasyVacGo Aspirator | Capacity | 800cc | Diameter | 3-1/2in (Bottom), 5-3/8in (Top) | [109 empty] | 20/Case | Canister | Suction Canister | Aspirator Canister | https://precisionmedical.com/product/800cc-canister/?attribute_quantity=Case+of+20#tab-specifications_tab | https://www.medequipdepot.com/products/502519-20-precision-medical-canister-suction-800cc-green-lid-20.html?srsltid=AfmBOop8cdgye3Vk3CQ37wZhYHcecUJ_dcw9RprjJPU2fn2F98qvGSv9 |  |  |  | Vijaylakshmi
HCPB11_538 | Precision Medical | 505535 |  | Kit | Preventative Maintenance Service Kit For PM5300NIST Low High Blender | [39 empty] | Brand Name |  | Type | Preventative Maintenance Service | Size |  | Color |  | Material |  | Dimensions |  | For Use With | For PM5300NIST Low High Blender | [114 empty] | Service Kit | Preventative Maintenance Service Kit | Blender Service Kit |  | https://www.yumpu.com/en/document/read/5762246/air-oxygen-blender-service-manual-model-no-precision-medical |  |  |  | Vijaylakshmi
HCPB11_539 | Precision Medical | 7027 |  | Coupler | 1/8in NPT Female x 1/8in NPT Female Medical Pipe Coupler |  | Medical pipe couplers from Precision Medical are available in 1/8″ NPT Male and 1/4″ NPT Male and available in a variety of connections. | [7 empty] | https://precisionmedical.com/wp-content/uploads/2022/06/7027-500x500.webp | [9 empty] | https://precisionmedical.com/wp-content/uploads/2025/05/ProductCatalog_MedicalFittings.pdf | [19 empty] | Brand Name |  | Type | Medical Pipe | Size |  | Color |  | Material |  | Dimensions |  | For Use With |  | Connection | 1/8in NPT Female x 1/8in NPT Female | [112 empty] | Coupler | Medical Pipe Coupler |  | https://precisionmedical.com/product/medical-pipe-coupler/?attribute_options=Coupler+1%2F8%22+NPT+Female+x+1%2F8%22+NPT+Female | https://www.medicalgassupplier.com/product/precision-7027-coupler/ | https://medicaltestingsolutions.com/product/7027-coupler-18-nptf-x-18-nptf/ |  |  | Vijaylakshmi
HCPB11_54 | Datex-Ohmeda | 1006-8290-000 |  | Kit | Main Manifold Seal Kit For Aestiva Anesthesia Machine |  | The Seal Kit Main Manifold is provided for the Breathing Circuit Gas (BCG) system. It combines an absorber seal and bag/vent seal. The absorber seal is used for the absorber which is seated on the seal below the APL manifold. The bag/vent seal is used for the bag/vent switch in the manifold. The absorber seal is present in the bottom plate of main manifold. The bag seal is inside body of main manifold. In manual ventilation, gas flows from the bag, through the absorber, through the bag/vent manifold into the breathing circuit module, and through a unidirectional valve to the patient during inhalation and vice-versa during exhalation. The exhaled anesthetic gases are released into the Anesthetic Gas Scavenging System (AGSS). The AGSS removes vented anesthetic gases from anesthesia machine in areas like operating rooms to eliminate the possible long term health hazards for the exposed medical staff. The seals together are considered the seal kit in the main manifold. They are flexible and tensile. They provide sealing for the flow of gases in the BCG and provide a sealing such that inhaled and exhaled gases are not mixed up. They are easily removable so they can be cleaned. The smooth tangencies and moderate hardness of the seal provide good support to the manifold. | [7 empty] | https://services.gehealthcare.in/medias?context=bWFzdGVyfGltYWdlc3w0NzQwNHxpbWFnZS9qcGVnfGltYWdlcy9oZTYvaDAwLzg3OTYyOTI5NzI1NzQuanBnfDlhNjA2MjA2NjhmMThmYTBkYTdiNjliZDdhODQyODY0ZTE1MjYwZjQxMWQ3Njc5OTU3NWUyMDIyMDZhZjlkMjg | [9 empty] | https://documents.cdn.ifixit.com/bPgJOfsOjuspbVZK.pdf | [6 empty] | High tear strength and temperature resistance | High gas permeability | Fully cured and durable | Smooth tangencies | High flexibility and tensile strength | Water resistant and non-toxic | A smooth, polished and uniform finish free of tool marks, cuts, voids, tears and scratches | Color certified from US Food and Drug Administration (FDA | [5 empty] | Brand Name |  | Type | Main Manifold Seal | Size |  | Color |  | Material |  | Dimensions |  | For Use With | For Aestiva Anesthesia Machine | [114 empty] | Main Manifold Seal Kit | Aestiva Anesthesia Machine Seal Kit |  | https://dev-services.gehealthcare.in/gehcstorefront/p/1006-8290-000 | https://services.gehealthcare.in/gehcstorefront/p/1006-8290-000 |  |  |  | Ashok
HCPB11_540 | Precision Medical | 7MFA1105 | 7MFA | Flowmeter | 0 to 25LPM Oxygen Dial Flowmeter |  | The Dial Flowmeter is compact and allows the tubeless flowmeter to fit into tight headwalls and makes it virtually damage-proof when other equipment is installed. The knurled flow adjustment knob and the large easy-to-read numbers make flow adjustments simple. The dial flowmeter can be mounted on headwall outlets and ceiling mount drops. Available in both air and oxygen models. | 5 Years | [6 empty] | https://precisionmedical.com/wp-content/uploads/2022/06/7MFA2001-500x500.webp | [9 empty] | https://precisionmedical.com/wp-content/uploads/2022/07/508768.pdf | https://precisionmedical.com/wp-content/uploads/2022/06/502786_Rev8.pdf | [18 empty] | Brand Name |  | Type | Oxygen, Dial | Size |  | Color |  | Material |  | Dimensions |  | For Use With |  | Flow Rating | 0 to 25LPM | Color Standard | Domestic (US) | Power Take Off | No | Wall Connection | Ohmeda Quick Connect | Inlet Configuration | Standard (Back) | Pressure Rating | 50psi | [102 empty] | Flowmeter | Dial Flowmeter | Oxygen Flowmeter | https://precisionmedical.com/product/dial-flowmeter/?attribute_color-type=Domestic+%28US%29&attribute_gas-type=Oxygen&attribute_flow-rate=0-25+l%2Fmin&attribute_power-take-off=No&attribute_wall-connection=Ohmeda+Quick+Connect&attribute_inlet-configuration=Standard+%28back%29 | https://mms.mckesson.com/product/651257/Precision-Medical-7MFA1105 | https://www.henryschein.com/us-en/Shopping/ProductDetails.aspx?productid=1060387&cdivId=specialmarkets_d&name=Flow%20Meter%20Oxygen%20Ea&ShowProductCompare=true&FullPageMode=true | https://www.graylinemedical.com/products/precision-medical-ohmeda-oxygen-flowmeter-ohmeda-oxygen-flowmeter-dial-7mfa1105?srsltid=AfmBOoo34-Btzqik0hrmpJ22FRRDGTjMUicKMWisiP5XMOjuFJAkd98d |  | Vijaylakshmi
HCPB11_541 | Precision Medical | 7MFA1106 | 7MFA | Flowmeter | 0 to 25LPM Oxygen Dial Flowmeter |  | The Dial Flowmeter is compact and allows the tubeless flowmeter to fit into tight headwalls and makes it virtually damage-proof when other equipment is installed. The knurled flow adjustment knob and the large easy-to-read numbers make flow adjustments simple. The dial flowmeter can be mounted on headwall outlets and ceiling mount drops. Available in both air and oxygen models. | 5 Years | [6 empty] | https://precisionmedical.com/wp-content/uploads/2022/06/7MFA2001-500x500.webp | [9 empty] | https://precisionmedical.com/wp-content/uploads/2022/07/508768.pdf | https://precisionmedical.com/wp-content/uploads/2022/06/502786_Rev8.pdf | [18 empty] | Brand Name |  | Type | Oxygen, Dial | Size |  | Color |  | Material |  | Dimensions |  | For Use With |  | Flow Rating | 0 to 25LPM | Color Standard | Domestic (US) | Power Take Off | No | Wall Connection | Chemetron Quick Connect | Inlet Configuration | Standard (Back) | Pressure Rating | 50psi | [102 empty] | Flowmeter | Dial Flowmeter | Oxygen Flowmeter | https://precisionmedical.com/product/dial-flowmeter/?attribute_color-type=Domestic+%28US%29&attribute_gas-type=Oxygen&attribute_flow-rate=0-25+l%2Fmin&attribute_power-take-off=No&attribute_wall-connection=Chemetron+Quick+Connect&attribute_inlet-configuration=Standard+%28back%29 | https://mms.mckesson.com/product/699544/Precision-Medical-7MFA1106 | https://mdmaxx.com/products/precision-medical-7mfa1106-oxygen-flowmeter-dial-0-25-lpm-chemetron-adapter?srsltid=AfmBOorvVTZjugYSkse5V-qHPlCKrf4rgHJpD6t3FuTO6k6CpzMr7tZm | https://heartwellmed.com/products/precision-medical-7mfa1106-oxygen-flowmeter-dial-0-25-lpm-chemetron-adapter | https://megadepot.com/product/precision-medical-7mfa1106-7mfa-series-flowmeter-dial-oxygen?srsltid=AfmBOoqhDOKEGuXNzQ06r-SfAVHewJHfZurP6yCxD3dbauHg0Dlq8UWh | Vijaylakshmi
HCPB11_542 | Precision Medical | 8214 |  | Quick Connect | DISS Male With Check Valve Air Medstar Quick Connect |  | Medstar Style Quick Connects has a stainless-steel construction for strength and durability. Our Medstar style couplers have a durable plastic housing and a label showing gas identification. They are also equipped with a unique port that makes them easy to identify and to use. | 1 Year | [6 empty] | https://precisionmedical.com/wp-content/uploads/2022/08/8201-500x500.jpg | [9 empty] | https://precisionmedical.com/wp-content/uploads/2025/05/ProductCatalog_MedicalFittings.pdf | [19 empty] | Brand Name |  | Type | Medstar | Size |  | Color |  | Material |  | Dimensions |  | For Use With | For Flowmeter, Vacuum Regulator, Hose Assembly | Color Type | Domestic (US) | Gas Type | Air | Outlet Type | DISS Male With Check Valve | [108 empty] | Quick Connect | Medstar Quick Connect | Flowmeter Quick Connect | https://precisionmedical.com/product/medstar-quick-connect/?attribute_color-type=Domestic+%28US%29&attribute_gas-type=Air&attribute_outlet-type=DISS+Male+with+Check+Valve | https://www.medequipdepot.com/products/8214-precision-medical-qc-medstar-air-x-diss-m-w-chk.html?srsltid=AfmBOopO63QZUin-U2Vtv-NDp_g6SY2jBRmAOx_AAKpPpHVWAaeIi8Bx | https://www.wellnessmedicalsale.com/product/8214-precision-medical-qcmedstarair-x-diss-m-w-chk/ |  |  | Vijaylakshmi
HCPB11_543 | Precision Medical | 8MFA2005 | 8MFA | Flowmeter | 0 to 15LPM Polycarbonate Air Compact Flowmeter |  | The Compact Series Flowmeter has a polycarbonate housing that extends over the lightweight aluminum body providing superior durability. Its state-of-the-art housing incorporates a white backdrop that allows accurate adjustments and reading of the flow setting. The contemporary design results in a smaller flowmeter that fits more easily into space-cramped wall rails. The flow control knobs are on the front of the flowmeter in clear sight of the clinician and marked by gas type for added safety. Available in both air and oxygen models. | Lifetime (Flow Tube and Housing), 5 Years (Needle Valve), 1 Year (Other Parts) | [6 empty] | https://precisionmedical.com/wp-content/uploads/2022/09/8MFA2005-500x500.jpg | [9 empty] | https://precisionmedical.com/wp-content/uploads/2022/07/508768.pdf | https://precisionmedical.com/wp-content/uploads/2022/06/503349_Rev13_art_060823.pdf | [5 empty] | Highly accurate needle valves ensure precise flow settings | Lightweight aluminum body | Green knob marked “O2” and Yellow knob marked “AIR” for easy identification | Stamped AIR and O2 on side of flowmeter body | Smaller profile and design fits more easily into space-cramped wall rails | Durable polycarbonate housing | Supply pressure of 50psi | [6 empty] | Brand Name |  | Type | Air, Compact | Size |  | Color |  | Material | Polycarbonate | Dimensions |  | For Use With |  | Flow Rating | 0 to 15LPM | Color Standard | Domestic (US) | Power Take Off | No | Wall Connection | Ohmeda Quick Connect | Inlet Configuration | Standard | Pressure Rating | 50psi | [102 empty] | Flowmeter | Compact Flowmeter | Air Flowmeter | https://precisionmedical.com/product/compact-flowmeter/?attribute_color-type=Domestic+%28US%29&attribute_gas-type=Air&attribute_flow-rate=0-15+l%2Fmin&attribute_power-take-off=No&attribute_wall-connection=Ohmeda+Quick+Connect&attribute_inlet-configuration=Standard | https://mms.mckesson.com/product/470662/Precision-Medical-8MFA2005 | https://www.ciamedical.com/precision-medical-8mfa2005-each-flowmeter-air-0-15lpm-ohmeda-ea?srsltid=AfmBOorTk3M4Mt5bgkRuPTVBWzsq7vkmx53MH92Gn7EPve_xnzADUdCV | https://www.graylinemedical.com/products/precision-medical-ohmeda-compact-air-flowmeter-ohmeda-compact-air-flowmeter-0-15-lpm-8mfa2005?srsltid=AfmBOoqDbu8bZVZ-2yg0BGO-liF1fddo9zqulyVasvtiucpsgpTEHQYe |  | Vijaylakshmi
HCPB11_544 | Precision Medical | PM15-1 |  | J Bracket | DISS Female Hex Nut x DISS Male Stainless Steel J Bracket For Compressor |  | The J-Bracket (PM15-1) is an attachment for the EasyAir Compressor (PM15), it helps connect the compressor to vital patient sources. The J Bracket is designed for continuous aerosol and humidification applications and to run 24 hours a day 7 days a week. The bracket is constructed of stainless steel and comes standard with a DISS female hex nut inlet and DISS male outlet. | [7 empty] | https://precisionmedical.com/wp-content/uploads/2022/06/PM15-1-500x500.webp | [16 empty] | Latex-free | [12 empty] | Brand Name |  | Type |  | Size |  | Color |  | Material | Stainless Steel | Dimensions |  | For Use With | For Compressor | Pressure Rating | 50psi | Connection | DISS Female Hex Nut x DISS Male | [110 empty] | J Bracket | Stainless Steel J Bracket | Compressor J Bracket | https://precisionmedical.com/product/j-bracket/ | https://mms.mckesson.com/product/855372/Precision-Medical-PM15-1 | https://www.medequipdepot.com/pm15-1-precision-medical-j-bracket/?srsltid=AfmBOooLMw9hxHCnMQzINeDYZkgaQEKNP0K0car8_YR0LoUUU0ah48JO |  |  | Vijaylakshmi
HCPB11_545 | Precision Medical | PM15-P | PM15 | Compressor | EasyAir 16 L x 7.2 W x 10.2in H 120V 60Hz 5A 13LPM Medical Air Compressor |  | EasyAir Compressor is a high performance portable medical air compressor designed to reliably supply compressed air 24 hours a day. EasyAir is ideal for continuous use in any clinical or homecare environment. Its sound-dampening case is easy to clean, offers quiet operation and is durable enough for years of heavy use. The oil-free compressor runs cooler and provides clean, breathable air. A precise dial and lock pressure regulator ensures air flow and pressure remain constant. The unit is available with either a pressure gauge or flow gauge. | 1 Year |  |  | 19.5lb | 7.2in | 10.2in |  | https://precisionmedical.com/wp-content/uploads/2022/06/PM15-500x500.webp | [9 empty] | https://precisionmedical.com/wp-content/uploads/2025/05/ProductCatalog_MedicalAirCompressors.pdf | https://precisionmedical.com/wp-content/uploads/2022/06/502597_Rev20.pdf | [5 empty] | Continuous operation | Powerful air flow | Pressure control knob for precise control 0-100 psi gauge (PM15-P) | Safety built in with high temperature motor shutdown and thermal limit automatic reset | Designed for use in a hospital or homecare setting | Includes a hospital grade power cord | [7 empty] | Brand Name | EasyAir | Type | Medical Air | Size |  | Color |  | Material |  | Dimensions |  | For Use With |  | Length | 16in | Gauge Type | Pressure | Flow Rating | 13LPM | Pressure Rating | 50psi | Voltage Rating | 120V | Frequency | 60Hz | Current Rating | 5A | Standards | UL (Canada and US) | [98 empty] | Compressor | EasyAir Compressor | Medical Air Compressor | https://precisionmedical.com/product/easyair-compressor/?attribute_gauge-type=Pressure | https://mms.mckesson.com/product/628647/Precision-Medical-PM15P | https://megadepot.com/product/precision-medical-pm15-p-pm15-easyair-compressor?srsltid=AfmBOoqNE9ALAr_EWLIdEYCuauX8ARSxBeQreBJiV-KEF6GJBaCifJoT |  |  | Vijaylakshmi
HCPB11_546 | Precision Medical | PM3000HV | PM3000 | Regulator | 3.7 L x 2.8 W x 5.2in H Analog Vacuum Regulator |  | The 2-Mode Continuous Vacuum Regulator series regulates vacuum at low, medium and high levels. Models available with gauge increments up to 300 mmHg. | 10 Years |  |  | 1.1lb | 2.8in | 5.2in |  | https://precisionmedical.com/wp-content/uploads/2022/06/PM3000-500x500.webp | [9 empty] | https://precisionmedical.com/wp-content/uploads/2025/05/ProductCatalog_VacuumRegulators.pdf | https://precisionmedical.com/wp-content/uploads/2022/06/1949_Rev26.pdf | [5 empty] | Durable, break resistant case available in multiple colorways | Modular components are attached to a cast metal back plate, simplifying service | Low to high vacuum rates | Large, easy-to-grip knob | [9 empty] | Brand Name |  | Type | Vacuum | Size |  | Color |  | Material |  | Dimensions |  | For Use With |  | Gauge Type | Analog | Mode | Continuous Two Mode (0 to 300mmHG) | Connection | 1/8in NPT Female (Vacuum Source/Patient) | Length | 3.7in | [106 empty] | Regulator | Vacuum Regulator |  | https://precisionmedical.com/product/3000-series-continuous-2-mode/?attribute_gauge-type=Analog&attribute_regulator-mode=Continuous+2+Mode+%280-300+mmHg%29&attribute_vacuum-source-connection=1%2F8%22+NPT+Female&attribute_patient-connection=1%2F8%22+NPT+Female&attribute_vac-trap=No | https://mms.mckesson.com/product/680607/Precision-Medical-PM3000HV | https://www.medequipdepot.com/pm3000hv-precision-medical-0-300mmhg-base-model/?srsltid=AfmBOoqLNWViJAkZoGzXAeXTqWIZaAFFY_28ErouRUqMeg6TVqtSj_wq |  |  | Vijaylakshmi
HCPB11_547 | Precision Medical | PM3304HV | PM3000 | Regulator | 3.7 L x 2.8 W x 5.2in H Analog Vacuum Regulator |  | The 3-Mode Continuous & Intermittent model series provides reliable and accurate cycling of the regulator On and Off during the intermittent suctioning. The 3-Mode Continuous & Intermittent series has a peak vacuum limit feature to prevent adjusting the vacuum too high. This series is ideal for sensitive applications where limiting Max vacuum is critically important. The intermittent timing cycle is factory set at approximately 16 seconds on and 8 seconds off. | 10 Years |  |  | 1.1lb | 2.8in | 5.2in |  | https://precisionmedical.com/wp-content/uploads/2022/06/PM3300-500x500.webp | [9 empty] | https://precisionmedical.com/wp-content/uploads/2025/05/ProductCatalog_VacuumRegulators.pdf | https://precisionmedical.com/wp-content/uploads/2022/06/1949_Rev26.pdf | [5 empty] | Factory preset timing cycles set at approximately 16 seconds On, 8 seconds Off | Fully adjustable, 2-to-1 ratio timing cycles | Modular components are attached to a cast metal back plate, simplifying service | Low to high vacuum rates | Large, easy-to-grip knobs | [8 empty] | Brand Name |  | Type | Vacuum | Size |  | Color |  | Material |  | Dimensions |  | For Use With |  | Gauge Type | Analog | Mode | Continuous/Intermittent Three Mode (0 to 300mmHG) | Connection | Ohmeda Quick Connect (Vacuum Source), Tubing Nipple (Patient) | Length | 3.7in | [106 empty] | Regulator | Vacuum Regulator |  | https://precisionmedical.com/product/3300-series-continuous-intermittent-3-mode/?attribute_gauge-type=Analog&attribute_regulator-mode=Continuous-Intermittent+3+Mode+%280-300+mmHg%29&attribute_vacuum-source-connection=Ohmeda+Quick+Connect&attribute_patient-connection=Tubing+Nipple&attribute_vac-trap=No | https://mms.mckesson.com/product/820612/Precision-Medical-PM3304HV | https://www.medicalgassupplier.com/product/precision-medical-pm3304hv-continuous-intermittent-vacuum-regulator/ |  |  | Vijaylakshmi
HCPB11_548 | Precision Medical | PM3316HV | PM3000 | Regulator | 3.7 L x 2.8 W x 5.2in H Analog Vacuum Regulator |  | The 3-Mode Continuous & Intermittent model series provides reliable and accurate cycling of the regulator On and Off during the intermittent suctioning. The 3-Mode Continuous & Intermittent series has a peak vacuum limit feature to prevent adjusting the vacuum too high. This series is ideal for sensitive applications where limiting Max vacuum is critically important. The intermittent timing cycle is factory set at approximately 16 seconds on and 8 seconds off. | 10 Years |  |  | 1.1lb | 2.8in | 5.2in |  | https://precisionmedical.com/wp-content/uploads/2022/06/PM3300-500x500.webp | [9 empty] | https://precisionmedical.com/wp-content/uploads/2025/05/ProductCatalog_VacuumRegulators.pdf | https://precisionmedical.com/wp-content/uploads/2022/06/1949_Rev26.pdf | [5 empty] | Factory preset timing cycles set at approximately 16 seconds On, 8 seconds Off | Fully adjustable, 2-to-1 ratio timing cycles | Modular components are attached to a cast metal back plate, simplifying service | Low to high vacuum rates | Large, easy-to-grip knobs | [8 empty] | Brand Name |  | Type | Vacuum | Size |  | Color |  | Material |  | Dimensions |  | For Use With |  | Gauge Type | Analog | Mode | Continuous/Intermittent Three Mode (0 to 300mmHG) | Connection | Ohmeda Quick Connect (Vacuum Source), DISS Male (Patient) | Length | 3.7in | [106 empty] | Regulator | Vacuum Regulator |  | https://precisionmedical.com/product/3300-series-continuous-intermittent-3-mode/?attribute_gauge-type=Analog&attribute_regulator-mode=Continuous-Intermittent+3+Mode+%280-300+mmHg%29&attribute_vacuum-source-connection=Chemetron+Quick+Connect&attribute_patient-connection=DISS+Male&attribute_vac-trap=No | https://megadepot.com/product/precision-medical-pm3316hv-pm3300-series-vacuum-regulator?srsltid=AfmBOopynAQ2dtc4k30lu_WgfmnzueRpzr6cD1C9KaJc9HtlvTKY8awn |  |  |  | Vijaylakshmi
HCPB11_549 | Precision Medical | PM5580 | PM5500 | Blender | 2.3 W x 4.9 D x 4.1in H Helium Oxygen High-Flow Blender |  | The HeliO2 Helium-Oxygen Blender is the only freestanding pneumatic helium-oxygen blending device on the market today. The bleed control collar provides ± 3% FiO2 accuracy and it can be turned OFF for quieter operation and maximal heliox tank durations. The solid construction of the housing provides durability and the selection control knob is recessed to prevent inadvertent changes in FiO2. The modular design can reduce maintenance time and costs. The unit can be easily maintained by all biomed departments. The unit is available in four models, High-Flow 80/20 or 70/30 and Low-Flow 80/20 or 70/30. When paired with the optional cylinder clamp and pole, clinician setup time is greatly reduced and tank changes are easy. The flexible design and available accessories allow for customization. | 2 Years |  |  | 2.29lb | 2.3in | 4.1in | 4.9in | https://precisionmedical.com/wp-content/uploads/2022/05/PM5570-500x500.jpg | [9 empty] | https://precisionmedical.com/wp-content/uploads/2025/05/ProductCatalog_MedicalBlenders.pdf | https://precisionmedical.com/wp-content/uploads/2022/06/505963_Rev10.pdf | [5 empty] | The world’s only freestanding pneumatic helium oxygen blender | Modular and customizable | Multiple accessories available to suit various clinical applications | [10 empty] | Brand Name |  | Type | Helium Oxygen, High-Flow | Size |  | Color |  | Material |  | Dimensions |  | For Use With |  | Inlet Mix | 80/20 | [110 empty] | 2.95lb |  | Blender | High-Flow Blender | Helium Oxygen Blender | https://precisionmedical.com/product/helium-oxygen-blender/?attribute_blender-type=High-Flow&attribute_inlet-mix=80%2F20 | https://mms.mckesson.com/product/976629/PRECISION-MEDICA-PM5580 | https://megadepot.com/product/precision-medical-pm5580-helio2-helium-oxygen-high-flow-blender?srsltid=AfmBOooCQOCzji89x-OiQoTnSq9fFZG6rPcqEyfOCL5W8hBeWH6rwRpX |  |  | Vijaylakshmi
HCPB11_55 | Datex-Ohmeda | 1009-3034-000-S |  | Panel Mount | 63.5mm dia Gauge Airway Press Panel Mount For Aespire 7900 Anesthesia Machine | [9 empty] | https://services.gehealthcare.in/medias/1009-3034-000-S-img-1.jpg?context=bWFzdGVyfGltYWdlc3wxMDQxNXxpbWFnZS9qcGVnfGFHTTJMMmcwWVM4NU1qZ3lNRGMwT1RNMU16STJMekV3TURrdE16QXpOQzB3TURBdFUxOXBiV2N0TVM1cWNHY3w2OGY5NWUyNGMwNWRhZDYzMTA1NmJlZjZkYjczZjdmOTM0MzY4OTY5Y2ZkYTEwMWRmZGZkMDViNDI2ZTg1MmFm | https://services.gehealthcare.in/medias/1009-3034-000-S-img-2.jpg?context=bWFzdGVyfGltYWdlc3w2MjM1fGltYWdlL2pwZWd8YUdJMUwyZzBOeTg1TWpneU1EYzBPRFk1Tnprd0x6RXdNRGt0TXpBek5DMHdNREF0VTE5cGJXY3RNaTVxY0djfGI1NThjNjlkMDY0Y2I0OTU2ZGJiMTNmMDU4OTFiZTgzOTZkZjgzYTVmY2ZlNjc4ZGExYzk5NTM2YWJjM2I2YTY | [8 empty] | https://documents.cdn.ifixit.com/6BclnDr5KjXAcOel.pdf | [6 empty] | Very high accuracy | Used to measure pressure | ROHS compliant | [10 empty] | Brand Name |  | Type | Gauge Airway Press | Size |  | Color |  | Material |  | Dimensions |  | For Use With | For Aespire 7900 Anesthesia Machine | [114 empty] | Panel Mount | Gauge Airway Press Panel Mount |  | https://services.gehealthcare.in/gehcstorefront/p/1009-3034-000-S |  |  |  |  | Ashok
HCPB11_550 | Precision Medical | PM9000 |  | Trap | Base Model Trap For Vacuum Regulator |  | Precision Medical offers a series of vacuum traps as a last line of defense and protection against accidental contamination of your vacuum regulators, wall outlets and central pipeline systems. This vacuum trap is available in multiple configurations to fit a variety of inlets and is equipped with a reliable hose barb outlet. The trap contains a mechanical float, which effectively ceases suction in case of canister overflow. The trap is also easy to clean and reusable for multiple uses. | 1 Year | [6 empty] | https://precisionmedical.com/wp-content/uploads/2022/06/PM9003-500x500.jpg | [9 empty] | https://precisionmedical.com/wp-content/uploads/2022/07/508768.pdf | https://precisionmedical.com/wp-content/uploads/2022/06/502056_Rev15.pdf | [18 empty] | Brand Name |  | Type | Base Model | Size |  | Color |  | Material |  | Dimensions |  | For Use With | For Vacuum Regulator | Patient Use | Multi | [112 empty] | Trap | Base Model Trap | Vacuum Regulator Trap | https://precisionmedical.com/product/vac-trap/?attribute_options=Base+Model+%28No+Fitting%29 | https://mms.mckesson.com/product/480218/Precision-Medical-PM9000 |  |  |  | Vijaylakshmi
HCPB11_551 | Precision Medical | PM9001 |  | Trap | Ohmeda Bottle connection Trap For Vacuum Regulator |  | Precision Medical offers a series of vacuum traps as a last line of defense and protection against accidental contamination of your vacuum regulators, wall outlets and central pipeline systems. This vacuum trap is available in multiple configurations to fit a variety of inlets and is equipped with a reliable hose barb outlet. The trap contains a mechanical float, which effectively ceases suction in case of canister overflow. The trap is also easy to clean and reusable for multiple uses. | 1 Year | [6 empty] | https://precisionmedical.com/wp-content/uploads/2022/06/PM9003-500x500.jpg | [9 empty] | https://precisionmedical.com/wp-content/uploads/2022/07/508768.pdf | https://precisionmedical.com/wp-content/uploads/2022/06/502056_Rev15.pdf | [18 empty] | Brand Name |  | Type | Ohmeda Bottle connection | Size |  | Color |  | Material |  | Dimensions |  | For Use With | For Vacuum Regulator | Patient Use | Multi | [112 empty] | Trap | Ohmeda Bottle Trap | Vacuum Regulator Trap | https://precisionmedical.com/product/vac-trap/?attribute_options=Ohmeda+Style+Trap+Bottle+Connection | https://www.medequipdepot.com/pm9001-precision-medical-ohmeda-style-trap-bottle-connection/?srsltid=AfmBOoqWX6cnS_eBtk7JBWsjWEdjhDg6QeQ4770Guta5ymBzEbUOtKdw | https://www.tri-anim.com/ths/airway-management/suction-regulators/vac-trap-suction-regulator-traps/p/group003394 | https://megadepot.com/product/precision-medical-pm9001-vacuum-safety-trap-bottle?srsltid=AfmBOoprA_uF3CgyjKmDAw1AzUdmtlZtFsU5jU0n2gw3I5Pl3SKrUs61 |  | Vijaylakshmi
HCPB11_552 | Precision Medical | Y8MFA1003PT2 | 8MFA | Assembly | 0 to 15LPM Oxygen Compact Flowmeter Y-Block Assembly |  | The DISS “Y” block assembly allows two compact flowmeters to be installed using one wall outlet. Constructed of lightweight aluminum, the Y Block is used to deliver oxygen or medical air to two separate clinical areas. The optional power take off (demand valves) allows the attachment of a ventilator, flowmeter, resuscitation bag or suction regulator. | [7 empty] | https://precisionmedical.com/wp-content/uploads/2022/06/Y8MFA1001-500x500.webp | [9 empty] | https://precisionmedical.com/wp-content/uploads/2025/05/ProductCatalog_Flowmeters.pdf | [19 empty] | Brand Name |  | Type | Oxygen, Compact, Flowmeter, Y-Block | Size |  | Color |  | Material |  | Dimensions |  | For Use With |  | Flow Rating | 0 to 15LPM | Color Standard | Domestic (US) | Power Take Off | Yes (2) | Wall Connection | DISS Female Hand Tight | [106 empty] | Y-Block Assembly | Flowmeter Y-Block Assembly |  | https://precisionmedical.com/product/compact-flowmeter-y-block/?attribute_color-type=Domestic+%28US%29&attribute_gas-type=Oxygen&attribute_power-take-off=2&attribute_wall-connection=DISS+Female+Hand+Tight | https://mms.mckesson.com/product/996241/Precision-Medical-Y8MFA1003PT2 | https://www.tri-anim.com/ths/oxygen-high-flow-delivery/flowmeters-manifolds/flowmeters/compact-flowmeter-wye-assemblies/p/group003385 |  |  | Vijaylakshmi
HCPB11_553 | Siemens Medical Solutions | 10018540 | 7T/3T D120 | Board | 7T/3T D120 Synthesizer Board For MRI Scanner |  |  | 90 Days |  | Magnetom Avanto/Espree/Trio A Tim/Verio |  |  |  |  | https://digitalmedia.shop.siemens-healthineers.com/catalog/products/10018540.jpg | [29 empty] | Brand Name |  | Type | Synthesizer | Size |  | Color |  | Material |  | Dimensions |  | For Use With | For MRI Scanner | [112 empty] | 6.614lb | 1 Piece | Synthesizer Board | 7T/3T D120 Synthesizer | MRI Machine Synthesizer | https://www.shop.siemens-healthineers.com/en-us/product/A_10018540 | https://www.volza.com/p/synthesizer/import/import-in-india/coo-germany/ | https://suntronixmedicalimaging.com/product/siemens-board-10018540/ |  |  | Gagana
HCPB11_554 | Siemens Medical Solutions | 10041226 | 14L5 SP, MP | Transducer | 14L5 SP MP Transducer For Ultrasound System |  |  | 90 Days |  | Acuson S2000/S1000/S3000 |  |  |  |  | https://www.medspares.com/sites/default/files/styles/product_image/public/product_images/ms4060.jpg?itok=C2tQszEg | https://www.medspares.com/sites/default/files/styles/product_image/public/product_images/img_7145.jpg?itok=XHHW1FtD | https://www.medspares.com/sites/default/files/styles/product_image/public/product_images/img_7140.jpg?itok=aXM2m5uD | https://www.medspares.com/sites/default/files/styles/product_image/public/product_images/img_7142.jpg?itok=q2eLAGNj | [26 empty] | Brand Name |  | Type |  | Size |  | Color |  | Material |  | Dimensions |  | For Use With | For Ultrasound System | [114 empty] | Transducer | 14L5 SP MP Transducer | 14L5 SP Ultrasound Transducer |  | https://www.medspares.com/products/14l5-sp-transducer-siemens-acuson-s1000s2000s3000-ultrasound-pn-10041226#product-page-tabs=0 | https://parts.multi-inc.com/part/10041226 | https://directmedimaging.com/part/ultrasound/siemens/s2000-trnsdcr-14l5-sp-mp-10041226/ |  | Gagana
HCPB11_555 | Siemens Medical Solutions | 10041237 |  | Keyboard | Qwerty English Keyboard For Ultrasound System |  |  | 90 Days |  | Acuson S/SC2000/S1000/S3000 |  |  |  |  | https://digitalmedia.shop.siemens-healthineers.com/catalog/products/10041237_1_1280x1280.jpg | [29 empty] | Brand Name |  | Type | Qwerty English | Size |  | Color |  | Material |  | Dimensions |  | For Use With | For Ultrasound System | [112 empty] | 1.698lb | 1 Piece | Qwerty Keyboard | English Keyboard | Qwerty English Keyboard | https://www.shop.siemens-healthineers.com/en-us/product/A_10041237 | https://meditegic.com/10041237-qwerty-english-keyboard-for-siemens-s-2000-ultrasound/ | https://directmedimaging.com/part/ultrasound/siemens/qwerty-english-s-sc2000-10041237/ |  |  | Gagana
HCPB11_556 | Siemens Medical Solutions | 10043226 | 7CF2 | Transducer | 7CF2 Transducer Without Probe Hldr For Ultrasound System |  | The 7CF2 utilizes an ACUSON™ patented micro-pinless transducer connector with 192 elements and a center frequency of 4.2MHz. The primary clinical application for the new 7CF2 4D transducer is for obstetric/gynecology applications with superior image quality, contrast and detail resolution in 2D, 3D, and real-time 3D imaging modes. The 7CF2 may be used for adult abdominal applications that can be addressed with high frequency imaging. The 7CF2 was ergonomically designed for extraordinary smaller size and lighter weight than current 4D transducers on the market today. | 90 Days |  | Acuson S2000/S1000/S3000 |  |  |  |  | https://digitalmedia.shop.siemens-healthineers.com/catalog/products/10043226_1_1280x1280.jpg | [29 empty] | Brand Name |  | Type |  | Size |  | Color |  | Material |  | Dimensions |  | For Use With | For Ultrasound System | With | Without Probe Hldr | [110 empty] | 6.393lb | 1 Piece | Transducer | Transducer Without Probe Hldr |  | https://www.shop.siemens-healthineers.com/en-us/product/A_10043226 | https://directmedimaging.com/part/ultrasound/siemens/7cf2-transducer-w-o-probe-hldrs200-10043226/ |  |  |  | Gagana
HCPB11_557 | Siemens Medical Solutions | 10047654 |  | Meter | Dap Meter For C-Arm System |  |  | 90 Days |  | Siremobil Compact L, Arcadis Avantic/Vari Gen2/Orbic 3D |  |  |  |  | https://digitalmedia.shop.siemens-healthineers.com/catalog/products/10047654_1_1280x1280.jpg | [29 empty] | Brand Name |  | Type | Dap | Size |  | Color |  | Material |  | Dimensions |  | For Use With | For C-Arm System | [112 empty] | 1.83lb | 1 Piece | Dap Meter | C-Arm Dap Meter |  | https://www.shop.siemens-healthineers.com/en-us/product/A_10047654 | https://medparts24.com/c-arm/6788-siemens-dap-meter-pn-10047654-for-siemens-c-arm.html | https://directmedimaging.com/part/x-ray/siemens/dap-meter-10047654/ |  |  | Gagana
HCPB11_558 | Siemens Medical Solutions | 10048649 |  | DHHS-Spacer | DHHS-Spacer For C-Arm System Fluoro Tube |  |  | 90 Days |  | Arcadis Avantic/Avantic Gen2/Varic Gen2/Orbic 3D | [34 empty] | Brand Name |  | Type |  | Size |  | Color |  | Material |  | Dimensions |  | For Use With | For C-Arm Fluoro Tube | [112 empty] | 7.055lb | 1 Piece | DHHS-Spacer | C-Arm Fluoro Tube Spacer |  | https://www.shop.siemens-healthineers.com/en-us/product/A_10048649 | https://meditegic.com/10048649-spacer-for-fluoro-tube-for-siemens-carm/ | https://directmedimaging.com/part/x-ray/siemens/dhhs-spacer-10048649/ |  |  | Gagana
HCPB11_559 | Siemens Medical Solutions | 10092893 |  | Board | I/O Board For X-Ray System |  |  | 90 Days |  | Axiom Luminos RF, Ysio, Luminos Agile/dRF Max |  |  |  |  | https://digitalmedia.shop.siemens-healthineers.com/catalog/products/10092893_1_1280x1280.jpg | [29 empty] | Brand Name |  | Type | I/O | Size |  | Color |  | Material |  | Dimensions |  | For Use With | For X-Ray System | [112 empty] | 0.994lb | 1 Piece | I/O-Board | X-Ray Machine I/O-Board |  | https://www.shop.siemens-healthineers.com/en-us/product/A_10092893 | https://in.bimedis.com/siemens-p-n-10092893-m494276/used | https://directmedimaging.com/part/x-ray/siemens/i-o-board-10092893/ |  |  | Gagana
HCPB11_56 | Datex-Ohmeda | 1009-8001-000 |  | Engine Board | PCA Vent Engine Board For Aestiva, Aespire 7100 Tested BCG | [9 empty] | https://services.gehealthcare.in/medias/1009-8001-000-P1.jpg?context=bWFzdGVyfGltYWdlc3wyMzM2Mjh8aW1hZ2UvanBlZ3xhVzFoWjJWekwyZzNNQzlvTW1Vdk9EZzJPVFl5TmpNNE1ETXhPQzVxY0djfGUyNTBjYmZlZDNiYzNkMDUxZDE5NTA4NzM0MmY4NTI5MzhjY2I5MDI4MWE1ZGE3ZGIxMTMxMWNjYzA2YTQ4MWM | https://services.gehealthcare.in/medias/1009-8001-000-P2.jpg?context=bWFzdGVyfGltYWdlc3wyNjIyMDN8aW1hZ2UvanBlZ3xhVzFoWjJWekwyZzBaUzlvWVRrdk9EZzJPVGN3T1RrM01UUTROaTVxY0djfDA4ZmJmNWU5YmI0NzllZGYwODBjMDM3ZmEwOGNhMWExMzQ3ZWMwNjk1YTQxOTA0YTM3NmExNWEzYzQyMzI5OTI | https://services.gehealthcare.in/medias/1009-8001-000-T1.jpg?context=bWFzdGVyfGltYWdlc3wzMDU1NjZ8aW1hZ2UvanBlZ3xhVzFoWjJWekwyaGxaUzlvTkRVdk9EZzJPVGM1TXpjMU9USTJNaTVxY0djfDcxMGZjODY3MGRjNDM0OGFkODViODBkMGI1ODBhOTNlYThiODU0ZDVjNmM1MTI2MGU1NWJhZjg2ZTYwMjdmMjA | [7 empty] | http://www.frankshospitalworkshop.com/equipment/documents/ventilators/service_manuals/Datex-Ohmeda%207100%20Ventilator%20-%20Service%20manual.pdf | [6 empty] | Anti-static field packaging for ESD sensitive materials like handle and PCA | Connector board complies with the international standards like the IPC 6012 standard (Qualification and Performance Specification for Rigid Printed Boards) | Label material and adhesives withstand all circuit processing | Durable and reliable | [9 empty] | Brand Name |  | Type | PCA Vent | Size |  | Color |  | Material |  | Dimensions |  | For Use With | For Aestiva, Aespire 7100 Tested BCG | [114 empty] | PCA Vent Engine Board | Aespire PCA Vent Engine Board |  | https://dev-services.gehealthcare.in/gehcstorefront/p/1009-8001-000 |  |  |  |  | Ashok
HCPB11_560 | Siemens Medical Solutions | 10093399 |  | Console | SX W. Sireskop SD Control Console For Rad/Fluoro Room |  |  | 90 Days |  | Multix Top, Multix Top Acss/Acss P, Multix Pro Acss P |  |  |  |  | https://directmedimaging.com/wp-content/uploads/parts/10093399.1.jpg | https://directmedimaging.com/wp-content/uploads/parts/10093399.2.jpg | https://directmedimaging.com/wp-content/uploads/parts/10093399.3.jpg | [27 empty] | Brand Name |  | Type | SX W. Sireskop SD, Control | Size |  | Color |  | Material |  | Dimensions |  | For Use With | For Rad/Fluoro Room | [112 empty] | 5.291lb | 1 Piece | Control Console | SX w. Sireskop SD Console |  | https://www.shop.siemens-healthineers.com/en-us/product/A_10093399 | https://directmedimaging.com/part/x-ray/siemens/control-console-sx-w-sireskop-sd-10093399/ |  |  |  | Gagana
HCPB11_561 | Siemens Medical Solutions | 10093768 |  | PCB | FD Receiver-5K PCB For X-Ray System |  |  | 90 Days |  | Multix Top, Multix Top Acss/Acss P, Multix Pro Acss P |  |  |  |  | https://digitalmedia.shop.siemens-healthineers.com/catalog/products/10093768.jpg | [29 empty] | Brand Name |  | Type | FD Receiver-5K | Size |  | Color |  | Material |  | Dimensions |  | For Use With | For X-Ray System | [112 empty] | 1.642lb | 1 Piece | Printed Circuit Board | FD Receiver-5K PCB |  | https://www.shop.siemens-healthineers.com/en-us/product/A_10093768 | https://in.bimedis.com/p-item/x-ray-machine-spare-parts-siemens-p-n-10093768-2175796 | https://directmedimaging.com/part/x-ray/siemens/fd-receiver-5k-pcb-10093768/ |  |  | Gagana
HCPB11_562 | Siemens Medical Solutions | 10094276 | 613-470 | Box | 613-470 Battery Box For Closed MRI |  |  | 90 Days |  | Magnetom Avanto/Espree/Trio A Tim/Verio |  |  |  |  | https://www.blockimaging.com/hubfs/Parts/10094276-613-470-battery-for-siemens-closed-mri-1.jpg | https://www.blockimaging.com/hubfs/Parts/10094276-613-470-battery-for-siemens-closed-mri-3.jpg | [28 empty] | Brand Name |  | Type | Battery | Size |  | Color |  | Material |  | Dimensions |  | For Use With | For Closed MRI | [112 empty] | 17.637lb | 1 Piece | Battery Box | 613-470 Battery Box | Closed MRI Battery Box | https://www.shop.siemens-healthineers.com/en-us/product/A_10094276 | https://www.blockimaging.com/parts/10094276-siemens-mri-613-470-battery | https://directmedimaging.com/part/mri/siemens/battery-box-613-470-10094276/ |  |  | Gagana
HCPB11_563 | Siemens Medical Solutions | 10096765 |  | Box | Alarm Box For MRI Scanner |  |  | 90 Days |  | Magnetom Avanto/Espree/Trio A Tim/Verio |  |  |  |  | https://digitalmedia.shop.siemens-healthineers.com/catalog/products/10096765.jpg | [29 empty] | Brand Name |  | Type | Alarm | Size |  | Color |  | Material |  | Dimensions |  | For Use With | For MRI Scanner | [112 empty] | 3.527lb | 1 Piece | Alarm Box | MRI Scanner Alarm Box |  | https://www.shop.siemens-healthineers.com/en-us/product/A_10096765 | https://in.bimedis.com/p-item/mri-machine-parts-siemens-p-n-10096765-1343906 | https://directmedimaging.com/part/mri/siemens/alarm-box-10096765/ |  |  | Gagana
HCPB11_564 | Siemens Medical Solutions | 10103225 | OR105 | Assembly | OR105 Quench Valve Assembly For MRI Scanner |  |  | 90 Days |  | Magnetom Avanto/Espree/Essenza/Avanto Dot |  |  |  |  | https://digitalmedia.shop.siemens-healthineers.com/catalog/products/10103225_1_1280x1280.jpg | [29 empty] | Brand Name |  | Type | Quench Valve | Size |  | Color |  | Material |  | Dimensions |  | For Use With | For MRI Scanner | [112 empty] | 6.878lb | 1 Piece | Valve Assembly | OR105 Quench Valve Assembly | MRI Machine Valve Assembly | https://www.shop.siemens-healthineers.com/en-us/product/A_10103225 | https://in.bimedis.com/p-item/mri-machine-parts-siemens-p-n-10103225-1840884 | https://directmedimaging.com/part/mri/siemens/or105-quench-valve-assy-10103225/ |  |  | Gagana
HCPB11_565 | Siemens Medical Solutions | 10121913 |  | Disc | DN40 Metal 1.8Bar Burst Disc For MRI Scanner |  |  | 90 Days |  | Magnetom Avanto/Espree/Essenza/Avanto Dot |  |  |  |  | https://digitalmedia.shop.siemens-healthineers.com/catalog/products/10121913.jpg | [29 empty] | Brand Name |  | Type | Burst | Size | DN40 | Color |  | Material | Metal | Dimensions |  | For Use With | For MRI Scanner | Pressure Rating | 1.8Bar | [110 empty] | 2.844lb | 1 Piece | Burst Disc | Metal Burst Disc | MRI Machine Burst Disc | https://www.shop.siemens-healthineers.com/en-us/product/A_10121913 | https://in.bimedis.com/siemens-p-n-10121913-m171040 | https://directmedimaging.com/part/mri/siemens/burst-disc-metal-1-8-bar-dn40-10121913/ |  |  | Gagana
HCPB11_566 | Siemens Medical Solutions | 10129021 | OR98 | Assembly | OR98 Quench Valve Assembly For MRI Scanner |  |  | 90 Days |  | Magnet System OR76/OR97 Toshiba, Hitachi OR105, Magnetom Aera/Skyra |  |  |  |  | https://digitalmedia.shop.siemens-healthineers.com/catalog/products/10129021_1_1280x1280.jpg | [29 empty] | Brand Name |  | Type | Quench Valve | Size |  | Color |  | Material |  | Dimensions |  | For Use With | For MRI Scanner | [112 empty] | 11.243lb | 1 Piece | Valve Assembly | OR98 Quench Valve Assembly | MRI Machine Valve Assembly | https://www.shop.siemens-healthineers.com/en-us/product/A_10129021 | https://www.novarium.net/vendita/prodotto/?pid=25040103954127 | https://directmedimaging.com/part/mri/siemens/or98-quench-valve-assembly-10129021/ |  |  | Gagana
HCPB11_567 | Siemens Medical Solutions | 10129362 |  | Disc | 65mm Graphite 26psi Burst Disc For MRI Scanner |  |  | 90 Days |  | Magnetom Avanto/Espree/Essenza/Avanto Dot |  |  |  |  | https://digitalmedia.shop.siemens-healthineers.com/catalog/products/10129362_1_1280x1280.jpg | [29 empty] | Brand Name |  | Type | Burst | Size | 65mm | Color |  | Material | Graphite | Dimensions |  | For Use With | For MRI Scanner | Pressure Rating | 26psi | [110 empty] | 0.375lb | 1 Piece | Burst Disc | MRI Machine Burst Disc |  | https://www.shop.siemens-healthineers.com/en-us/product/A_10129362 | https://bimedis.com/p-item/mri-machine-parts-siemens-p-n-10129362-2032177 | https://directmedimaging.com/part/mri/siemens/burst-disc-graphite-26psi-65mm-nb-10129362/ |  |  | Gagana
HCPB11_568 | Siemens Medical Solutions | 10129438 |  | Kit | De-Ice Diffuser Syphon Kit For MRI Scanner |  |  | 90 Days |  | Magnetom Avanto/Espree/Essenza/Avanto Dot |  |  |  |  | https://digitalmedia.shop.siemens-healthineers.com/catalog/products/10129438_1_1280x1280.jpg | [29 empty] | Brand Name |  | Type | De-Ice Diffuser Syphon | Size |  | Color |  | Material |  | Dimensions |  | For Use With | For MRI Scanner | [112 empty] | 1.4lb | 1 Kit | Syphon Kit | De-Ice Diffuser Syphon Kit | MRI Machine Syphon Kit | https://www.shop.siemens-healthineers.com/en-us/product/A_10129438 | https://es.bimedis.com/p-item/piezas-de-maquinas-de-irm-siemens-p-n-10129438-1845773 | https://directmedimaging.com/part/mri/siemens/de-ice-diffuser-syphon-kit-10129438/ |  |  | Gagana
HCPB11_569 | Siemens Medical Solutions | 10131485 |  | Coil | Neck Matrix Coil For MRI Scanner |  |  | 90 Days |  | Magnetom Essenza/Essenza Dot |  |  |  |  | https://digitalmedia.shop.siemens-healthineers.com/catalog/products/10131485_1_1280x1280.jpg | [29 empty] | Brand Name |  | Type | Neck Matrix | Size |  | Color |  | Material |  | Dimensions |  | For Use With | For MRI Scanner | [112 empty] | 13.228lb | 1 Piece | Neck Matrix Coil | MRI Machine Neck Matrix Coil |  | https://www.shop.siemens-healthineers.com/en-us/product/A_10131485 | https://www.medicaloutfittersparts.com/shop/10131485-siemens-mri-1-5t-neck-matrix-a60-pn-10131485-17249 | https://directmedimaging.com/part/mri/siemens/neck-matrix-coil-10131485/ |  |  | Gagana
HCPB11_57 | Datex-Ohmeda | 1406-3278-000 |  | O-Ring | 15.54 ID x 20.78mm OD EPR O-ring For Aestiva Anesthesia Machine |  | The O-ring is used to prevent the leakage of vapors from Breathing Circuit Gas (BCG) in an anesthesia delivery machine. A common cause of vapor leakage is an absent or damaged O-ring. It is the most common type of seal used in a wide range of static or dynamic applications. It is seated in a groove and it is compressed between two or more parts to create an excellent seal. This O-ring is made up of Ethylene Propylene Rubber (EPR), which is an excellent seal because of its useful physical, chemical and mechanical properties. These O-rings are suitable for use with hydraulic fluid, as well as steam, water, silicone oils, brake fluids and alcohols. O-rings with 80 durometer offers the best combination of properties for most of the applications. These O-rings are not recommended for oils and solvents. |  |  |  |  | 2.62mm |  |  | https://services.gehealthcare.in/medias?context=bWFzdGVyfGltYWdlc3w0MjY0OHxpbWFnZS9qcGVnfGltYWdlcy9oYzcvaDUwLzg3OTYyOTQ2MTA5NzQuanBnfDlkZjRjZGVjMjcxYzk3OGM3N2Q2ZTBhZmIwYzc2ZmNiMGU0N2I5YjcwMGJlMWQ4YTM1YTM0NGNjNDllZTE5Mzg | [9 empty] | https://documents.cdn.ifixit.com/bPgJOfsOjuspbVZK.pdf | [6 empty] | Compression set resistant | Wear resistant | Abrasion resistant | [10 empty] | Brand Name |  | Type |  | Size |  | Color |  | Material | EPR | Dimensions |  | For Use With | For Aestiva Anesthesia Machine | Inner Diameter | 15.54mm | Outer Diameter | 20.78mm | Hardness | 80 Durometer | [107 empty] | 2/Pack | O-ring | Aestiva Anesthesia Machine O-ring |  | https://dev-services.gehealthcare.in/gehcstorefront/p/1406-3278-000 | https://services.gehealthcare.in/gehcstorefront/p/1406-3278-000 |  |  |  | Ashok
HCPB11_570 | Siemens Medical Solutions | 10135943 | 8C3 HD | Transducer | 8C3 HD Transducer For Ultrasound System |  |  | 90 Days |  | Acuson S1000/S2000/S3000 |  |  |  |  | https://www.medspares.com/sites/default/files/styles/product_image/public/product_images/img_8483.jpg?itok=9K_G5wBG | https://www.medspares.com/sites/default/files/styles/product_image/public/product_images/img_3276.jpg?itok=4CEQR4Td | https://www.medspares.com/sites/default/files/styles/product_image/public/product_images/img_3274.jpg?itok=7Tr5GDn3 | [27 empty] | Brand Name |  | Type |  | Size |  | Color |  | Material |  | Dimensions |  | For Use With | For Ultrasound System | [114 empty] | Transducer | Ultrasound Transducer |  |  | https://www.medspares.com/products/8c3-hd-transducer-siemens-acuson-s1000s2000s3000-ultrasound-general-pn-10135943#product-page-tabs=0 | https://directmedimaging.com/part/ultrasound/siemens/8c3-hd-transducer-s3000-10135943/ |  |  | Gagana
HCPB11_571 | Siemens Medical Solutions | 10136144 | EC9-4 | Transducer | EC9-4 Transducer For Ultrasound System |  |  | 90 Days |  | Acuson P500 |  |  |  |  | https://digitalmedia.shop.siemens-healthineers.com/catalog/products/10136144_1_1280x1280.jpg | [29 empty] | Brand Name |  | Type |  | Size |  | Color |  | Material |  | Dimensions |  | For Use With | For Ultrasound System | [112 empty] | 2.866lb | 1 Piece | EC9-4 Transducer | EC9-4 Ultrasound Probe |  | https://www.shop.siemens-healthineers.com/en-us/product/A_10136144 | https://directmedimaging.com/part/ultrasound/siemens/p500-ec9-4-transducer-10136144/ |  |  |  | Gagana
HCPB11_572 | Siemens Medical Solutions | 10139817 |  | Box | Front Glass Pane Control Box For Mammo Unit |  |  | 90 Days |  | Mammomat Inspiration/Revelation |  |  |  |  | https://digitalmedia.shop.siemens-healthineers.com/catalog/products/10139817_1_1280x1280.jpg | [29 empty] | Brand Name |  | Type | Front Glass Pane Control | Size |  | Color |  | Material |  | Dimensions |  | For Use With | For Mammo Unit | [112 empty] | 13.338lb | 1 Piece | Front Glass Pane Control Box | Mammo Unit Control Box |  | https://www.shop.siemens-healthineers.com/en-us/product/A_10139817 | https://prompt.parts/product/product-10139817-control-box-front-glass-pane/ | https://directmedimaging.com/part/x-ray/siemens/control-box-front-glass-pane-10139817/ |  |  | Gagana
HCPB11_573 | Siemens Medical Solutions | 10141785 | Straton MX P46 | Tube | Straton MX P46 High-Performance X-Ray Tube For CT Scanner |  | The Siemens Straton MXP Tube is a high-performance X-ray tube used in Siemens CT scanners like the SOMATOM Definition series. It delivers reliable imaging with fast cooling and durability, ideal for high-demand environments. Its advanced design ensures precise, continuous scanning with minimal interruptions. The Siemens Straton MXP Tube also has alternative part numbers, including 0010141785 and 10892460, making replacements more accessible. It remains a crucial component in diagnostic imaging, ensuring high-quality results and enhancing overall workflow efficiency. | 90 Days |  | Definition AS/AS+(128)/Edge |  |  |  |  | https://www.blockimaging.com/hubfs/Parts/57908_10141785%20(2).jpg | https://www.blockimaging.com/hubfs/Parts/57908_10141785%20(4).jpg | https://www.blockimaging.com/hubfs/Parts/57908_10141785%20(3).jpg | https://www.blockimaging.com/hubfs/Parts/57908_10141785%20(5).jpg | https://www.blockimaging.com/hubfs/Parts/57908_10141785%20(6).jpg | https://www.blockimaging.com/hubfs/Parts/57908_10141785%20(8).jpg | https://www.blockimaging.com/hubfs/Parts/57908_10141785%20(7).jpg | https://www.blockimaging.com/hubfs/Parts/57908_10141785%20(9).jpg | https://www.blockimaging.com/hubfs/Parts/57908_10141785%20(10)-1.jpg | [21 empty] | Brand Name |  | Type | High-Performance X-Ray | Size |  | Color |  | Material |  | Dimensions |  | For Use With | For CT Scanner | [114 empty] | Straton MXP Tube | CT Scanner X-Ray Tube |  |  | https://lbnmedical.com/part/straton-mxp-tube-10141785/ | https://www.blockimaging.com/parts/10141785-siemens-ct-straton-mx-p46-x-ray-tube | https://www.mediram.net/10141785-straton-mx-p46-x-ray-tube | https://directmedimaging.com/part/ct/siemens/straton-mx-p46-x-ray-tube-10141785/ | Gagana
HCPB11_574 | Siemens Medical Solutions | 10143634 |  | Battery | Battery For XCU Urology |  |  | 90 Days |  | Axiom Artis U/Luminos TF, Lithostar Multiline, Multix Top, Polydoros SX 65 80, Simulators, Uroskop Access | [34 empty] | Brand Name |  | Type |  | Size |  | Color |  | Material |  | Dimensions |  | For Use With | For XCU Urology | [114 empty] | Battery | XCU Battery | Urology XCU Battery |  | https://prompt.parts/product/product-10143634-battery-for-xcu/ | https://www.mediram.net/10143634-battery-charger-2 | https://directmedimaging.com/part/x-ray/siemens/battery-for-xcu-10143634/ |  | Gagana
HCPB11_575 | Siemens Medical Solutions | 10143774 | Glycomix 40 | Coolant | Glycomix 40 Coolant For Angiography Machine |  |  | 90 Days |  | Artis zee FA/ceiling/multi-purpose/BA/floor MN | [34 empty] | Brand Name |  | Type |  | Size |  | Color |  | Material |  | Dimensions |  | For Use With | For Angiography Machine | [112 empty] | 5.489lb | 1 Piece | Coolant | Glycomix 40 Coolant |  | https://www.shop.siemens-healthineers.com/en-us/product/A_10143774 | https://directmedimaging.com/part/x-ray/siemens/coolant-glycomix-40-10143774/ | https://in.bimedis.com/p-item/angiography-machine-parts-siemens-p-n-10143774-2172250 |  |  | Gagana
HCPB11_576 | Siemens Medical Solutions | 10161758 |  | Support | Railing Support For CT Scanner |  |  | 90 Days |  | Somatom Definition/Definition AS/Edge Pluse/Definition Flash |  |  |  |  | https://digitalmedia.shop.siemens-healthineers.com/catalog/products/10161758.jpg | [29 empty] | Brand Name |  | Type | Railing | Size |  | Color |  | Material |  | Dimensions |  | For Use With | For CT Scanner | [112 empty] | 1.323lb | 1 Piece | Railing Support | CT Scanner Railing Support |  | https://www.shop.siemens-healthineers.com/en-us/product/A_10161758 | https://www.blockimaging.com/parts/10161758-siemens-ct-railing-support | https://directmedimaging.com/part/ct/siemens/railing-support-10161758/ |  |  | Gagana
HCPB11_577 | Siemens Medical Solutions | 10161804 |  | Brush | EMC Brush For CT Scanner |  |  | 90 Days |  | Somatom Definition/Definition Flash |  |  |  |  | https://digitalmedia.shop.siemens-healthineers.com/catalog/products/10161804_1_1280x1280.jpg | https://digitalmedia.shop.siemens-healthineers.com/catalog/products/10161804_2_1280x1280.jpg | https://digitalmedia.shop.siemens-healthineers.com/catalog/products/10161804_3_1280x1280.jpg | https://digitalmedia.shop.siemens-healthineers.com/catalog/products/10161804_1_1280x1280.jpg | [26 empty] | Brand Name |  | Type | EMC | Size |  | Color |  | Material |  | Dimensions |  | For Use With | For CT Scanner | [112 empty] | 0.882lb | 1 Piece | EMC Brush | CT Scanner EMC Brush |  | https://www.shop.siemens-healthineers.com/en-us/product/A_10161804 | https://in.bimedis.com/p-item/ct-scanner-parts-siemens-p-n-10161804-2235363 | https://directmedimaging.com/part/ct/siemens/emc-brush-10161804/ |  |  | Gagana
HCPB11_578 | Siemens Medical Solutions | 10161835 |  | Keyboard | USA PC USB Keyboard For CT Scanner |  | PC keyboard in aforementioned language with a number pad. For ICS/IRS tower 1-10. Use delivered PS/2 adapter for ICS/IRS tower 1-7. | 90 Days |  | Somatom Emotion 6, Coherence AG Therapist, e.soft V Workstation, |  |  |  |  | https://digitalmedia.shop.siemens-healthineers.com/catalog/products/10161835_1_1280x1280.jpg | [29 empty] | Brand Name |  | Type | USA PC USB | Size |  | Color |  | Material |  | Dimensions |  | For Use With | For CT Scanner | [112 empty] | 3.307lb | 1 Piece | USA PC USB Keyboard | CT Scanner USB Keyboard |  | https://www.shop.siemens-healthineers.com/en-us/product/A_10161835 | https://in.bimedis.com/siemens-p-n-10161835-m35076/used | https://directmedimaging.com/part/ct/siemens/pc-keyboard-usa-usb-10161835/ |  |  | Gagana
HCPB11_579 | Siemens Medical Solutions | 10161844 |  | Servo-Controller | Servo-Controller For CT Scanner |  |  | 90 Days |  | Somatom Definition/Definition Flash/Drive |  |  |  |  | https://digitalmedia.shop.siemens-healthineers.com/catalog/products/10161844_1_1280x1280.jpg | [29 empty] | Brand Name |  | Type |  | Size |  | Color |  | Material |  | Dimensions |  | For Use With | For CT Scanner | [112 empty] | 16.314lb | 1 Piece | Servo-Controller | CT Scanner Servo-Controller |  | https://www.shop.siemens-healthineers.com/en-us/product/A_10161844 | https://directmedimaging.com/part/ct/siemens/servo-controller-10161844/ |  |  |  | Gagana
HCPB11_58 | Datex-Ohmeda | 1406-3279-000 |  | Valve | Thermoplastic BCG Poppet Bag-to-Vent Switch Valve For Aestiva Anesthesia Machine |  | The Poppet Bag-to-Vent Switch Valve Breathing Circuit Gas (BCG) is a poppet valve that is a sub-component of the Bag/Vent (BTV) seal assembly. The BTV is located in the main manifold assembly of anesthesia machines. The valve is typically used to control the timing and quantity of gas or vapor flow into the anesthesia machine. The product material is made of a high quality VICTREX® 450 thermoplastic that has excellent chemical resistance, which makes it well suited for many medical applications. It is used in many systems such as MS DASH 4000, ARC Aestiva 7100, UL Voluson P8, ARC Aisys, ARC Aestiva MRI and Aestiva GoldSeal. | [7 empty] | https://services.gehealthcare.in/medias/1406-3279-000-001.jpg?context=bWFzdGVyfGltYWdlc3wxNDk0MDN8aW1hZ2UvanBlZ3xhVzFoWjJWekwyaGlaUzlvWmpndk9EZzJNVEV5TkRNMk1qSTNNQzVxY0djfGVjNTQ4ODI4MTkwNGE4MWI4ODU0NDI2ZGM3NDMwOGNkNDUzYjQyMWI0ZjI4MjNlMTBkMzRjY2FmNTY0YzNkZTA | https://services.gehealthcare.in/medias/1406-3279-000-002.jpg?context=bWFzdGVyfGltYWdlc3wxNTM2OTZ8aW1hZ2UvanBlZ3xhVzFoWjJWekwyaG1aaTlvTm1Zdk9EZzJNVEV6TnpVek5UQXdOaTVxY0djfDhiZGNhOTdjZGExYzhjMWVjYmYwZWRiYTdmMTA0OWYwOWNiM2YzMzYyZDc5NWY1NTU1YjZiMmY0NWFkNDVjYzI | https://services.gehealthcare.in/medias/1406-3279-000-003.jpg?context=bWFzdGVyfGltYWdlc3wxNTA2ODd8aW1hZ2UvanBlZ3xhVzFoWjJWekwyZ3laaTlvTm1Vdk9EZzJNVEUxTURVM05qWTNNQzVxY0djfGRlNGJiN2FkOGU3NGRkZDZlOGI3ZjRjM2IwNjYwZGUzNjdjZmRhMmU2OTVjOTM4YTdiYzZjNjVmOWFjMTFkOWI | [7 empty] | https://documents.cdn.ifixit.com/bPgJOfsOjuspbVZK.pdf | [6 empty] | Valve for bag/vent seal assembly | High performance thermoplastic material | Higher strength and stiffness | Ductile | [9 empty] | Brand Name |  | Type | BCG Poppet Bag-to-Vent Switch | Size |  | Color |  | Material | Thermoplastic | Dimensions |  | For Use With | For Aestiva Anesthesia Machine | [113 empty] | 2/Pack | Bag-to-Vent Switch Valve | BCG Poppet Bag-to-Vent Switch Valve |  | https://dev-services.gehealthcare.in/gehcstorefront/p/1406-3279-000 |  |  |  |  | Ashok
HCPB11_580 | Siemens Medical Solutions | 10166088 |  | Idle Axle G | Idle Axle G For CT Scanner |  |  | 90 Days |  | Somatom Sprit/Perspective/Perspective 16/Emotion 6/Emotion 16 |  |  |  |  | https://digitalmedia.shop.siemens-healthineers.com/catalog/products/10166088.jpg | [29 empty] | Brand Name |  | Type |  | Size |  | Color |  | Material |  | Dimensions |  | For Use With | For CT Scanner | [112 empty] | 5.791lb | 1 Piece | Idle Axle G | CT Scanner Idle Axle G |  | https://www.shop.siemens-healthineers.com/en-us/product/A_10166088 | https://directmedimaging.com/part/ct/siemens/idle-axle-g-10166088/ |  |  |  | Gagana
HCPB11_581 | Siemens Medical Solutions | 10167834 |  | Potentiometer | Complete Potentiometer For Angiography Machine |  |  | 90 Days |  | Axiom Iconos MD B/R100 B, Luminos RF Classic/Fusion VC I.I | [34 empty] | Brand Name |  | Type | Complete | Size |  | Color |  | Material |  | Dimensions |  | For Use With | For Angiography Machine | [112 empty] | 0.772lb | 1 Piece | Potentiometer | Angiography Machine Potentiometer |  | https://www.shop.siemens-healthineers.com/en-us/product/A_10167834 | https://bimedis.com/p-item/angiography-machine-parts-siemens-p-n-10167834-2168877 | https://directmedimaging.com/part/x-ray/siemens/potentiometer-cpl-10167834/ |  |  | Gagana
HCPB11_582 | Siemens Medical Solutions | 10168380 | C4140 CONT-H | Controller | C4140 CONT-H Horizontal Controller For MRI Scanner |  |  | 90 Days |  | Magnetom Essenza/Essenza Dot |  |  |  |  | https://digitalmedia.shop.siemens-healthineers.com/catalog/products/10168380_1_1280x1280.jpg | [29 empty] | Brand Name |  | Type | Horizontal | Size |  | Color |  | Material |  | Dimensions |  | For Use With | For MRI Scanner | [112 empty] | 0.948lb | 1 Piece | Horizontal Controller | C4140 CONT-H Controller |  | https://www.shop.siemens-healthineers.com/en-us/product/A_10168380 | https://novarium.net/vendita/marca/?cid=C080415639&brand=Siemens&um=Magnetom | https://directmedimaging.com/part/mri/siemens/horizontal-controllerc4140-cont-h-10168380/ |  |  | Gagana
HCPB11_583 | Siemens Medical Solutions | 10182882 |  | Cap | QC Source Vial Cap For Auto Analizer Cup, CT Scanner |  | Cap to QC Source vial, fits part no. 01244313. | 90 Days |  | e.cam Gantry Single Head v3.0/Dual Head v3.7 |  |  |  |  | https://digitalmedia.shop.siemens-healthineers.com/catalog/products/10182882_1_1280x1280.jpg | [29 empty] | Brand Name |  | Type | QC Source Vial | Size |  | Color |  | Material |  | Dimensions |  | For Use With | For Auto Analizer Cup, CT Scanner | [112 empty] | 0.022lb | 1 Piece | QC Source Vial Cap | Auto Analizer Cup Cap |  | https://www.shop.siemens-healthineers.com/en-us/product/A_10182882 | https://bimedis.com/p-item/ct-scanner-parts-siemens-p-n-10182882-2150343 | https://directmedimaging.com/part/na/siemens/cap-f-auto-analizer-cup-10182882/ |  |  | Gagana
HCPB11_584 | Siemens Medical Solutions | 10185467 |  | Cushion | Shoulder Array Cushion For MRI Scanner |  | Positioning aid for the Shoulder Array to give patients extra comfort. | 90 Days |  | Magnetom Symphony Syngo MR/Sonata Syngo/Avanto |  |  |  |  | https://digitalmedia.shop.siemens-healthineers.com/catalog/products/10185467_1_1280x1280.jpg | [29 empty] | Brand Name |  | Type | Shoulder Array | Size |  | Color |  | Material |  | Dimensions |  | For Use With | For MRI Scanner | [112 empty] | 1.543lb | 1 Piece | Shoulder Array Cushion | MRI Scanner Cushion |  | https://www.shop.siemens-healthineers.com/en-us/product/A_10185467 | https://directmedimaging.com/part/mri/siemens/shoulder-array-cushion-10185467/ |  |  |  | Gagana
HCPB11_585 | Siemens Medical Solutions | 10185707 |  | Belt | Belt For MRI Scanner |  | This belt can be hooked into patient tables. It serves for patient positioning with flexible surface coils. | 90 Days |  | Magnetom Verio/Verio Dot, Biograph mMR |  |  |  |  | https://digitalmedia.shop.siemens-healthineers.com/catalog/products/10185707_1_1280x1280.jpg | [29 empty] | Brand Name |  | Type |  | Size |  | Color |  | Material |  | Dimensions |  | For Use With | For MRI Scanner | [112 empty] | 0.22lb | 1 Piece | Belt | MRI Scanner Belt |  | https://www.shop.siemens-healthineers.com/en-us/product/A_10185707 | https://in.bimedis.com/p-item/mri-machine-parts-siemens-p-n-10185707-2155892 | https://directmedimaging.com/part/mri/siemens/belt-10185707/ |  |  | Gagana
HCPB11_586 | Siemens Medical Solutions | 10185779 |  | Support | Head Support For MRI Scanner |  | The Pad can be used for a comfortable positioning of patient's head without the Head Coil. | 90 Days |  | Magnetom Concerto/Imp/Exp/Har/Symphony syngo MR |  |  |  |  | https://digitalmedia.shop.siemens-healthineers.com/catalog/products/10185779_1_1280x1280.jpg | [29 empty] | Brand Name |  | Type | Head | Size |  | Color |  | Material |  | Dimensions |  | For Use With | For MRI Scanner | [112 empty] | 2.165lb | 1 Piece | Head Support | MRI Scanner Head Support |  | https://www.shop.siemens-healthineers.com/en-us/product/A_10185779 | https://directmedimaging.com/part/mri/siemens/head-support-10185779/ |  |  |  | Gagana
HCPB11_587 | Siemens Medical Solutions | 10187209 |  | Holder | RTP Phantom Holder For CT Scanner |  |  | 90 Days |  | Magnetom Definition AS/Edge Plus/Definition Edge/Confidence | [34 empty] | Brand Name |  | Type | RTP Phantom | Size |  | Color |  | Material |  | Dimensions |  | For Use With | For CT Scanner | [112 empty] | 1.764lb | 1 Piece | RTP Phantom Holder | CT Scanner Phantom Holder |  | https://www.shop.siemens-healthineers.com/en-us/product/A_10187209 | https://www.blockimaging.com/parts/10187209-siemens-ct-phantom-holder-rtp | https://directmedimaging.com/part/ct/siemens/phantom-holder_rtp-10187209/ |  |  | Gagana
HCPB11_588 | Siemens Medical Solutions | 10273394 |  | Detection Lift Position | Detection Lift Position For X-Ray System |  |  | 90 Days |  | Ysio, Ysio S |  |  |  |  | https://digitalmedia.shop.siemens-healthineers.com/catalog/products/10273394_1_1280x1280.jpg | [29 empty] | Brand Name |  | Type |  | Size |  | Color |  | Material |  | Dimensions |  | For Use With | For X-Ray System | [112 empty] | 0.838lb | 1 Piece | Detection Lift Position | X-Ray Machine Detection Lift Position |  | https://www.shop.siemens-healthineers.com/en-us/product/A_10273394 | https://in.bimedis.com/siemens-p-n-10273394-m572029/refurbished | https://directmedimaging.com/part/x-ray/siemens/detection-lift-position-10273394/ |  |  | Gagana
HCPB11_589 | Siemens Medical Solutions | 10280920 | TCM-M V2 | Module | TCM-M V2 Table Control Module |  |  | 90 Days |  | Artis zee FA/ceiling/multi-purpose/BA/floor MN |  |  |  |  | https://www.blockimaging.com/hubfs/Parts/64291_10280920%20(3).jpg | https://www.blockimaging.com/hubfs/Parts/64291_10280920%20(4).jpg | https://www.blockimaging.com/hubfs/Parts/64291_10280920%20(5).jpg | https://www.blockimaging.com/hubfs/Parts/64291_10280920%20(6).jpg | https://www.blockimaging.com/hubfs/Parts/64291_10280920%20(7).jpg | [25 empty] | Brand Name |  | Type | Table Control | Size |  | Color |  | Material |  | Dimensions |  | For Use With | [113 empty] | 4.597lb | 1 Piece | Table Control Module | TCM-M V2 Module |  | https://www.shop.siemens-healthineers.com/en-us/product/A_10280920 | https://www.blockimaging.com/parts/10280920-siemens-cath-angio-table-control-module | https://directmedimaging.com/part/x-ray/siemens/table-control-module-tcm-m-v2-10280920/ |  |  | Gagana
HCPB11_59 | Datex-Ohmeda | 1406-3346-000 |  | O-Ring | 31.42 ID x 36.66mm OD Silicone Rubber O-ring For Aestiva Anesthesia Machine |  | O-rings are also known as circular sealing, which is widely used in cylindrical application to prevent leakages. It is used in a place where it is compressed in between two or more surfaces. An O-ring is generally made of rubber due to which it returns to its original shape on compression. It is used to prevent the fluid or air from escaping when the O-ring is compressed between two surfaces. A common cause of vapor leakage is the absent or damaged O-ring. They are mainly used for sealing leakage of fuel or gas and are seated in a groove and compressed between two or more parts thereby creating a seal at the interface. |  |  |  |  | 2.62mm |  |  | https://services.gehealthcare.in/medias/1406-3346-000-3-.JPG?context=bWFzdGVyfGltYWdlc3w1Mjk3OXxpbWFnZS9qcGVnfGFXMWhaMlZ6TDJnMk5pOW9ORFF2T0RneU5EZzJPVFF5TVRBNE5pNXFjR2N8OTAzOTdmNGJjZTRiYTQ3MThjZTIwYjc0MjZlNDUyNGFlOWJiNWIyMzFjMWNlMTNkYTJjZWQzNGFhOTQ1ZmMyNQ | https://services.gehealthcare.in/medias/1406-3346-000-5-.JPG?context=bWFzdGVyfGltYWdlc3w1NTA1MXxpbWFnZS9qcGVnfGFXMWhaMlZ6TDJoak1TOW9OVEl2T0RneU5EZzNOVEUxTlRRNE5pNXFjR2N8ZjAyNzM1MjgxNDQ0YTE4MWM0MTc2ODM5MjZhYmE4ZGUyM2E4N2ZhZTQ3YWZhNmU3ODM2Y2M4ZmJiNjZhNjk5OQ | [8 empty] | https://documents.cdn.ifixit.com/bPgJOfsOjuspbVZK.pdf | [6 empty] | Easy to install | Versatile | It can be used in static application | [10 empty] | Brand Name |  | Type |  | Size |  | Color |  | Material | Silicone Rubber | Dimensions |  | For Use With | For Aestiva Anesthesia Machine | Inner Diameter | 31.42mm | Outer Diameter | 36.66mm | Hardness | 60 Durometer | Temperature Range: -75° to 450°F | [107 empty] | O-ring | Aestiva Anesthesia Machine O-ring |  | https://dev-services.gehealthcare.in/gehcstorefront/p/1406-3346-000 | https://services.gehealthcare.in/gehcstorefront/p/1406-3346-000 |  |  |  | Ashok
HCPB11_590 | Siemens Medical Solutions | 10281168 |  | FD RTC V4 | FD RTC V4 For Angiography Machine |  |  | 90 Days |  | Artis zee FA/ceiling/multi-purpose/BA/floor MN |  |  |  |  | https://digitalmedia.shop.siemens-healthineers.com/catalog/products/10281168_1_1280x1280.jpg | [29 empty] | Brand Name |  | Type |  | Size |  | Color |  | Material |  | Dimensions |  | For Use With | For Angiography Machine | [112 empty] | 39.683lb | 1 Piece | FD RTC V4 | Angiography Machine FD RTC V4 |  | https://www.shop.siemens-healthineers.com/en-us/product/A_10281168 | https://bimedis.com/siemens-p-n-10281168-m529979/refurbished | https://directmedimaging.com/part/x-ray/siemens/fd-rtc-v4-10281168/ |  |  | Gagana
HCPB11_591 | Siemens Medical Solutions | 10281194 | FL-C PC M460 V6 | Computer | FL-C PC M460 V6 RadFD Computer For X-Ray System |  |  | 90 Days |  | Ysio, Ysio S |  |  |  |  | https://digitalmedia.shop.siemens-healthineers.com/catalog/products/10281194.jpg | [29 empty] | Brand Name |  | Type | RadFD | Size |  | Color |  | Material |  | Dimensions |  | For Use With | For X-Ray System | [112 empty] | 59.524lb | 1 Piece | RadFD Computer | FL-C PC M460 V6 RadFD | X-Ray System RadFD Computer | https://www.shop.siemens-healthineers.com/en-us/product/A_10281194 | https://www.blockimaging.com/parts/10281194-siemens-x-ray-fl-c-pc-m460-radfd-computer | https://directmedimaging.com/part/x-ray/siemens/fl-c-pc-m460-v6-radfd-10281194/ |  |  | Gagana
HCPB11_592 | Siemens Medical Solutions | 10304288 |  | Trolley | Monitor Cable Trolley For C-Arm System |  |  | 90 Days |  | Arcadis Avantic Gen2/Varic Gen2/Orbic 3D |  |  |  |  | https://digitalmedia.shop.siemens-healthineers.com/catalog/products/10304288.jpg | [29 empty] | Brand Name |  | Type | Monitor Cable | Size |  | Color |  | Material |  | Dimensions |  | For Use With | For C-Arm System | [112 empty] | 9.524lb | 1 Piece | Monitor Cable Trolley | C-Arm Monitor Cable Trolley |  | https://www.shop.siemens-healthineers.com/en-us/product/A_10304288 | https://www.blockimaging.com/parts/10304288-siemens-c-arm-monitor-cable-trolley-gen2-new | https://directmedimaging.com/part/x-ray/siemens/monitor-cable-trolley-gen2_new-10304288/ |  |  | Gagana
HCPB11_593 | Siemens Medical Solutions | 10307466 |  | Strip | Handgrip Strip For X-Ray System |  |  | 90 Days |  | Axiom Luminos RF, Ysio, Luminos Agile/dRF Max |  |  |  |  | https://digitalmedia.shop.siemens-healthineers.com/catalog/products/10307466_1_1280x1280.jpg | [29 empty] | Brand Name |  | Type | Handgrip | Size |  | Color |  | Material |  | Dimensions |  | For Use With | For X-Ray System | [112 empty] | 5.512lb | 1 Piece | Handgrip Strip | X-Ray Machine Handgrip Strip |  | https://www.shop.siemens-healthineers.com/en-us/product/A_10307466 | https://bimedis.com/p-item/x-ray-machine-spare-parts-siemens-p-n-10307466-2169481 | https://directmedimaging.com/part/x-ray/siemens/handgrip-strip-10307466/ |  |  | Gagana
HCPB11_594 | Siemens Medical Solutions | 10307723 |  | Set | Vertix Swing Cable Set For X-Ray System |  |  | 90 Days |  | Multix Top, Multix Top Acss/Acss P, Multix Pro Acss P |  |  |  |  | https://digitalmedia.shop.siemens-healthineers.com/catalog/products/10307723.jpg | [29 empty] | Brand Name |  | Type | Vertix Swing Cable | Size |  | Color |  | Material |  | Dimensions |  | For Use With | For X-Ray System | [112 empty] | 0.507lb | 1 Piece | Vertix Swing Cable Set | X-Ray Machine Cable Set |  | https://www.shop.siemens-healthineers.com/en-us/product/A_10307723 | https://bimedis.com/p-item/x-ray-machine-spare-parts-siemens-p-n-10307723-1860065 | https://directmedimaging.com/part/x-ray/siemens/vertix-swing-cable-set-10307723/ |  |  | Gagana
HCPB11_595 | Siemens Medical Solutions | 10348371 |  | Assembly | DC/DC 64CH Power Board Assembly For Ultrasound System |  |  | 90 Days |  | X300 Rev 3-4 | [34 empty] | Brand Name |  | Type | DC/DC 64CH Power Board | Size |  | Color |  | Material |  | Dimensions |  | For Use With | For Ultrasound System | [114 empty] | Power Board Assembly | DC/DC 64CH Power Board Assembly |  |  | https://www.novarium.net/vendita/prodotto/?pid=13101601940284 | https://directmedimaging.com/part/ultrasound/siemens/assembly-x300-pe-dc-dc_64ch-10348371/ |  |  | Gagana
HCPB11_596 | Siemens Medical Solutions | 10351919 |  | Coil | Extremity Matrix Coil For MRI Scanner |  |  | 90 Days |  | Magnetom Essenza/Essenza Dot |  |  |  |  | https://digitalmedia.shop.siemens-healthineers.com/catalog/products/10351919.jpg | [29 empty] | Brand Name |  | Type | Extremity Matrix | Size |  | Color |  | Material |  | Dimensions |  | For Use With | For MRI Scanner | [112 empty] | 15.432lb | 1 Set | Extremity Matrix Coil | MRI Scanner Matrix Coil |  | https://www.shop.siemens-healthineers.com/en-us/product/A_10351919 | https://www.medicaloutfittersparts.com/shop/10351919-siemens-mri-essenza-extremity-matrix-knee-coil-pn-10351919-27727 | https://directmedimaging.com/part/mri/siemens/extremity-matrix-coil-10351919/ |  |  | Gagana
HCPB11_597 | Siemens Medical Solutions | 10352472 |  | Set | Head/Neck Matrix 16 Coil Mirror Holder Set For MRI Scanner |  | Mirror holder for Head / Neck 16-Channel coil - includes Mirror. | 90 Days |  | Magnetom Essenza/Essenza Dot/Aera/Skyra |  |  |  |  | https://digitalmedia.shop.siemens-healthineers.com/catalog/products/10352472_1_1280x1280.jpg | https://digitalmedia.shop.siemens-healthineers.com/catalog/products/10352472_2_1280x1280.jpg | [28 empty] | Brand Name |  | Type | Head/Neck Matrix 16 Coil Mirror Holder | Size |  | Color |  | Material |  | Dimensions |  | For Use With | For MRI Scanner | [112 empty] | 2.474lb | 1 Piece | Mirror Holder Set | Head/Neck Matrix 16 Coil Mirror Holder Set |  | https://www.shop.siemens-healthineers.com/en-us/product/A_10352472 | https://directmedimaging.com/part/mri/siemens/mirror-set-of-head-coil-10352472/ |  |  |  | Gagana
HCPB11_598 | Siemens Medical Solutions | 10352739 |  | PCB | ICS Control PCB For MRI Scanner |  |  | 90 Days |  | Magnetom Essenza/Essenza Dot/Sempra |  |  |  |  | https://digitalmedia.shop.siemens-healthineers.com/catalog/products/10352739.jpg | [29 empty] | Brand Name |  | Type | ICS Control | Size |  | Color |  | Material |  | Dimensions |  | For Use With | For MRI Scanner | [112 empty] | 0.639lb | 1 Piece | ICS Control PCB | MRI Scanner ICS Control PCB |  | https://www.shop.siemens-healthineers.com/en-us/product/A_10352739 | https://www.blockimaging.com/parts/10352739-siemens-mri-control-pcb-in-ics | https://directmedimaging.com/part/mri/siemens/control-pcb-in-ics-10352739/ |  |  | Gagana
HCPB11_599 | Siemens Medical Solutions | 10359180 | D100 | Board | D100 Master Board For X-Ray System |  |  | 90 Days |  | Multix Top, Multix Top Acss/Acss P, Multix Pro Acss P |  |  |  |  | https://digitalmedia.shop.siemens-healthineers.com/catalog/products/10359180_1_1280x1280.jpg | [29 empty] | Brand Name |  | Type | Master | Size |  | Color |  | Material |  | Dimensions |  | For Use With | For X-Ray System | [112 empty] | 2.546lb | 1 Piece | D100 Master Board | X-Ray System Master Board |  | https://www.shop.siemens-healthineers.com/en-us/product/A_10359180 | https://medparts24.com/x-ray-equipment/233-siemens-board-x-ray-p-n-10359180.html | https://directmedimaging.com/part/x-ray/siemens/d100-master-10359180/ |  |  | Gagana
HCPB11_6 | Carestream Health | 70-04300 |  | Lamp | 24VAC 150W 4500 Lumen T4 Light Field Lamp |  |  | 30 Days | [6 empty] | https://cdn11.bigcommerce.com/s-6hoi8ta601/images/stencil/1280x1280/products/8924495/2503040/_IN-00S38__19761.1734504350.JPG?c=1 | https://cdn11.bigcommerce.com/s-6hoi8ta601/images/stencil/960w/products/8924495/3330992/_150W_24V_G6.35__45071.1734504350.jpg?c=1 | https://cdn11.bigcommerce.com/s-6hoi8ta601/images/stencil/960w/products/8924495/3330993/_IN-00S38_150W__46969.1734504350.jpg?c=1 | https://cdn11.bigcommerce.com/s-6hoi8ta601/images/stencil/960w/products/8924495/3330994/_IN-00S38_24V__08890.1734504350.jpg?c=1 | [26 empty] | Brand Name |  | Type | Light Field | Size |  | Color |  | Material |  | Dimensions |  | For Use With |  | Voltage Rating | 24VAC | Power Rating | 150W | Base | G6.35, GY6.35, GZ6.35 2-Pin | Color Temperature | 3300 | Lumens | 4500 | Shape | T4 | Life | 50Hr | MOL | 1.75in | [98 empty] | Lamp | T4 Light Field Lamp |  |  | https://www.interlightus.com/products/ww-4jjv-4-progeny-70-04300.html |  |  |  | Lakshmi_1
HCPB11_60 | Datex-Ohmeda | 1406-8201-000 |  | Assembly | Control Panel Assembly For Aestiva Anesthesia Machine |  | The Control Panel Assembly is a custom designed part for use in anesthesia machine. It provides structural support to the bag arm unit, Adjustable Pressure Limiting (APL) valve, airway pressure gauge, bag-to-ventilator switch toggle, hinge and latch mechanism of breathing system. The assembly is comprised of control panel, micro switch, cable harness, latch body, screw of size M2 x 10, bag arm pin latch, compression pin, toggle and rocket butterfly valve, brass shaft for rocket/toggle, washer, retaining ring, pivot bracket, bearing, roller, sleeve pivot pin, latch shaft assembly, pressure gauge assembly, APL valve knob assembly and other associated support components. | [7 empty] | https://services.gehealthcare.in/medias?context=bWFzdGVyfGltYWdlc3wyMjk3MnxpbWFnZS9qcGVnfGltYWdlcy9oYjEvaDBmLzg3OTYyOTU2MjY3ODIuanBnfDNkZTFkNTNmNGZlZTdhNmY2MjY4ZDUyZTkzMzcxMzRhNGRmZDA0MTYyZTI1OGMyYTM4OWI2MTg5NTkwNmQxMGM | [9 empty] | https://documents.cdn.ifixit.com/bPgJOfsOjuspbVZK.pdf | [6 empty] | Packed service kit control panel assembly | Good chemical and temperature resistance | Low moisture absorption | [10 empty] | Brand Name |  | Type | Control Panel | Size |  | Color |  | Material |  | Dimensions |  | For Use With | For Aestiva Anesthesia Machine | Finish | Glossy | [112 empty] | Control Panel Assembly | Aestiva Anesthesia Machine Control Panel Assembly |  | https://dev-services.gehealthcare.in/gehcstorefront/p/1406-8201-000 | https://services.gehealthcare.in/gehcstorefront/p/1406-8201-000 |  |  |  | Ashok
HCPB11_600 | Siemens Medical Solutions | 10398386 |  | Module | Mounted LED Module For Angiography Machine |  |  | 90 Days |  | Multix Top Acss/Acss P, Multix Pro Acss P |  |  |  |  | https://digitalmedia.shop.siemens-healthineers.com/catalog/products/10398386_1_1280x1280.jpg | [29 empty] | Brand Name |  | Type | Mounted LED | Size |  | Color |  | Material |  | Dimensions |  | For Use With | For Angiography Machine | [112 empty] | 1.102lb | 1 Piece | Mounted LED Module | Angiography Machine Mounted LED Module |  | https://www.shop.siemens-healthineers.com/en-us/product/A_10398386 | https://bimedis.com/p-item/angiography-machine-parts-siemens-p-n-10398386-2169681 | https://directmedimaging.com/part/x-ray/siemens/led-module-mounted-10398386/ |  |  | Gagana
HCPB11_601 | Siemens Medical Solutions | 10410669 |  | Panel | Touch Panel For X-Ray System |  |  | 90 Days |  | Multix Top, Multix Top Acss/Acss P, Multix Pro Acss P |  |  |  |  | https://digitalmedia.shop.siemens-healthineers.com/catalog/products/10410669_1_1280x1280.jpg | [29 empty] | Brand Name |  | Type | Touch | Size |  | Color |  | Material |  | Dimensions |  | For Use With | For X-Ray System | [112 empty] | 12.5lb | 1 Piece | Touch Panel | X-Ray System Touch Panel |  | https://www.shop.siemens-healthineers.com/en-us/product/A_10410669 | https://directmedimaging.com/part/x-ray/siemens/touch-panel-10410669/ |  |  |  | Gagana
HCPB11_602 | Siemens Medical Solutions | 10411436 | FDR4 | Board | FDR4 Board For Angio-Cath Labs |  |  | 90 Days |  | Artis zee FA/ceiling/multi-purpose/BA/floor MN |  |  |  |  | https://digitalmedia.shop.siemens-healthineers.com/catalog/products/10411436_1_1280x1280.jpg | [29 empty] | Brand Name |  | Type |  | Size |  | Color |  | Material |  | Dimensions |  | For Use With | For Angio-Cath Labs | [112 empty] | 1.543lb | 1 Piece | FDR4 Board | Angio-Cath Labs FDR4 Board |  | https://www.shop.siemens-healthineers.com/en-us/product/A_10411436 | https://www.novarium.net/vendita/marca/?cid=C080415639&brand=Siemens&um=Artis%20Zee | https://directmedimaging.com/part/x-ray/siemens/fdr4-10411436/ |  |  | Gagana
HCPB11_603 | Siemens Medical Solutions | 10411903 |  | Monitor | Patient Positioning Monitor For Nuclear Gamma Camera |  |  | 90 Days |  | e.cam Gantry Single Head v3.0/Dual Head v3.7 |  |  |  |  | https://www.medspares.com/sites/default/files/styles/product_image/public/product_images/img_0292.jpg?itok=0SLVd5U3 | [29 empty] | Brand Name |  | Type | Patient Positioning | Size |  | Color |  | Material |  | Dimensions |  | For Use With | For Nuclear Gamma Camera | [112 empty] | 11.464lb | 1 Piece | Patient Positioning Monitor | Nuclear Gamma Camera Monitor |  | https://www.shop.siemens-healthineers.com/en-us/product/A_10411903 | https://www.shop.siemens-healthineers.com/en-us/product/A_10411903 | https://directmedimaging.com/part/ct/siemens/ppm-foe-ecam-signature-10411903/ |  |  | Gagana
HCPB11_604 | Siemens Medical Solutions | 10413966 |  | Monitor | 19in Eizo LCD Monitor For CT Scanner |  |  | 90 Days |  | e.cam Gantry Single Head v3.0/Dual Head v3.7 |  |  |  |  | https://digitalmedia.shop.siemens-healthineers.com/catalog/products/10413966_1_1280x1280.jpg | [29 empty] | Brand Name |  | Type | Eizo LCD | Size | 19in | Color |  | Material |  | Dimensions |  | For Use With | For CT Scanner | [112 empty] | 18.739lb | 1 Piece | LCD Monitor | Eizo 19 in LCD Monitor | CT Scanner LCD Monitor | https://www.shop.siemens-healthineers.com/en-us/product/A_10413966 | https://in.bimedis.com/siemens-p-n-10413966-m564163/refurbished | https://directmedimaging.com/part/na/siemens/eizo-19-lcd-monitor-10413966/ |  |  | Gagana
HCPB11_605 | Siemens Medical Solutions | 10430756 |  | Battery Pack | Battery Pack For Type GXT3 UPS, CT Scanner |  |  | 90 Days |  | Somatom Definition/Definition AS/Edge Pluse/Definition Flash |  |  |  |  | https://digitalmedia.shop.siemens-healthineers.com/catalog/products/10430756_1_1280x1280.jpg | https://digitalmedia.shop.siemens-healthineers.com/catalog/products/10430756_2_1280x1280.jpg | https://digitalmedia.shop.siemens-healthineers.com/catalog/products/10430756_3_1280x1280.jpg | [27 empty] | Brand Name |  | Type |  | Size |  | Color |  | Material |  | Dimensions |  | For Use With | For Type GXT3 UPS, CT Scanner | [112 empty] | 92.593lb | 1 Piece | Battery Pack | GXT3 UPS Battery Pack |  | https://www.shop.siemens-healthineers.com/en-us/product/A_10430756 | https://directmedimaging.com/part/ct/siemens/battery-packafor-ups-10430756/ |  |  |  | Gagana
HCPB11_606 | Siemens Medical Solutions | 10430933 |  | Footswitch | X-Ray Footswitch For CT Scanner |  |  | 90 Days |  | Somatom Definition AS, Biograph mCT-S40 3R/S64 3R/S40 4R/S64 4R |  |  |  |  | https://digitalmedia.shop.siemens-healthineers.com/catalog/products/10430933_1_1280x1280.jpg | [29 empty] | Brand Name |  | Type | X-Ray | Size |  | Color |  | Material |  | Dimensions |  | For Use With | For CT Scanner | [112 empty] | 4.722lb | 1 Piece | X-Ray Footswitch | CT Scanner Footswitch |  | https://www.shop.siemens-healthineers.com/en-us/product/A_10430933 | https://bimedis.com/p-item/ct-scanner-parts-siemens-p-n-10430933-2153298 | https://directmedimaging.com/part/ct/siemens/footswitch_-x-ray-10430933/ |  |  | Gagana
HCPB11_607 | Siemens Medical Solutions | 10431922 | IRSmx3-PSM | Module | IRSmx3-PSM Module For CT Scanner |  |  | 90 Days |  | Somatom Definition AS, Biograph mCT-S40 3R/S64 3R/S40 4R/S64 4R |  |  |  |  | https://digitalmedia.shop.siemens-healthineers.com/catalog/products/10431922.jpg | [29 empty] | Brand Name |  | Type |  | Size |  | Color |  | Material |  | Dimensions |  | For Use With | For CT Scanner | [112 empty] | 3.902lb | 1 Piece | IRSMX3-PSM Module | CT Scanner IRSMX3-PSM Module |  | https://www.shop.siemens-healthineers.com/en-us/product/A_10431922 | https://directmedimaging.com/part/ct/siemens/irsmx3-psm-10431922/ |  |  |  | Gagana
HCPB11_608 | Siemens Medical Solutions | 10432942 | IF-RCCS | Board | IF-RCCS Board For MRI Scanner |  |  | 90 Days |  | Magnetom Aera/Skyra/Avanto fit/Skyra fit |  |  |  |  | https://digitalmedia.shop.siemens-healthineers.com/catalog/products/10432942.jpg | [29 empty] | Brand Name |  | Type |  | Size |  | Color |  | Material |  | Dimensions |  | For Use With | For MRI Scanner | [112 empty] | 7.54lb | 1 Piece | IF-RCCS Board | MRI Scanner Board |  | https://www.shop.siemens-healthineers.com/en-us/product/A_10432942 | https://www.novarium.net/vendita/prodotto/?pid=18121001826008 | https://directmedimaging.com/part/mri/siemens/if-rccs-10432942/ |  |  | Gagana
HCPB11_609 | Siemens Medical Solutions | 10432999 | IF RX32 D29 | PCB | IF RX32 D29 PCB For MRI Scanner |  |  | 90 Days |  | Magnetom Aera/Skyra/Avanto fit/Skyra fit |  |  |  |  | https://digitalmedia.shop.siemens-healthineers.com/catalog/products/10432999.jpg | [29 empty] | Brand Name |  | Type |  | Size |  | Color |  | Material |  | Dimensions |  | For Use With | For MRI Scanner | [112 empty] | 3.086lb | 1 Piece | IF RX32 D29 PCB | MRI Scanner PCB |  | https://www.shop.siemens-healthineers.com/en-us/product/A_10432999 | https://www.ebay.com/itm/326416580257 | https://directmedimaging.com/part/mri/siemens/if_rx32-d29-10432999/ |  |  | Gagana
HCPB11_61 | Datex-Ohmeda | 1407-3100-000 |  | Circuit | Manifold Circuit For Aestiva Anesthesia Machine | [9 empty] | https://services.gehealthcare.in/medias?context=bWFzdGVyfGltYWdlc3w0MjU4NXxpbWFnZS9qcGVnfGltYWdlcy9oMDgvaDJlLzg3OTk1MTAzOTY5NTguanBnfGQ4ZTExM2I1NGYwMTY1YjBiYWM0NmIxZjM4NzU5MmRhZTdhMGExNWVlYmEwODMyYzAxOTA5NjFkZmU4NjNmNjg | [9 empty] | https://documents.cdn.ifixit.com/H2oeETtJ6flBT1fI.pdf | [19 empty] | Brand Name |  | Type | Manifold | Size |  | Color |  | Material |  | Dimensions |  | For Use With | For Aestiva Anesthesia Machine | [114 empty] | Manifold Circuit | Anesthesia Machine Manifold Circuit |  | https://services.gehealthcare.in/gehcstorefront/p/1407-3100-000 |  |  |  |  | Ashok
HCPB11_610 | Siemens Medical Solutions | 10433122 |  | Controller | Controller For MRI Scanner |  |  | 90 Days |  | Magnetom Aera/Skyra/Avanto fit/Skyra fit |  |  |  |  | https://digitalmedia.shop.siemens-healthineers.com/catalog/products/10433122_1_1280x1280.jpg | [29 empty] | Brand Name |  | Type |  | Size |  | Color |  | Material |  | Dimensions |  | For Use With | For MRI Scanner | [112 empty] | 1.058lb | 1 Piece | Controller | MRI Scanner Controller |  | https://www.shop.siemens-healthineers.com/en-us/product/A_10433122 | https://www.dotmed.com/listing/mri-scanner/siemens/magnetom-aera/10433122/3154419 | https://directmedimaging.com/part/mri/siemens/controller-10433122/ |  |  | Gagana
HCPB11_611 | Siemens Medical Solutions | 10433216 |  | Power Supply | 230V 1200W 60/22V AC-DC Power Supply For MRI Scanner |  |  | 90 Days |  | Magnetom Aera/Skyra/Avanto fit/Skyra fit |  |  |  |  | https://digitalmedia.shop.siemens-healthineers.com/catalog/products/10433216.jpg | [29 empty] | Brand Name |  | Type | AC-DC | Size |  | Color |  | Material |  | Dimensions |  | For Use With | For MRI Scanner | Input Voltage | 230V | Input Power | 1200W | Output Voltage | 60/22V | [106 empty] | 7.496lb | 1 Piece | Power Supply | AC-DC Power Supply | MRI Scanner Power Supply | https://www.shop.siemens-healthineers.com/en-us/product/A_10433216 | https://bimedis.com/p-item/mri-parts-siemens-p-n-10433216-2156105 | https://directmedimaging.com/part/mri/siemens/ac-dc-in230v-1200w-out-60-22v-10433216/ |  |  | Gagana
HCPB11_612 | Siemens Medical Solutions | 10435338 | VI/F2 RM200 | Board | VI/F2 RM200 Video Interface Board For Ultrasound System |  |  | 90 Days |  | Antares, S2000 |  |  |  |  | https://i.ebayimg.com/images/g/P4IAAOSwoWVgkXhV/s-l1600.webp | https://i.ebayimg.com/images/g/DmoAAOSwnMVgkXhb/s-l1600.webp | [28 empty] | Brand Name |  | Type | Video Interface | Size |  | Color |  | Material |  | Dimensions |  | For Use With | For Ultrasound System | [114 empty] | Video Interface Board | VI/F2 RM200 Video Interface Board | Ultrasound Video Interface Board |  | https://www.novarium.net/vendita/prodotto/?pid=01480168 | https://www.ebay.com/itm/254966861095 | https://directmedimaging.com/part/ultrasound/siemens/pwa-s2000-rm200-vid-interf-vi-f2-10435338/ |  | Gagana
HCPB11_613 | Siemens Medical Solutions | 10436113 | Z6Ms | Transducer | Z6Ms Transducer For Ultrasound System |  | Matrix array transducer with active electronics enables True Volume 4D transesophageal imaging for every heartbeat. | 90 Days |  | Acuson SC2000 |  |  |  |  | https://digitalmedia.shop.siemens-healthineers.com/catalog/products/10436113_1_1280x1280.jpg | [29 empty] | Brand Name |  | Type |  | Size |  | Color |  | Material |  | Dimensions |  | For Use With | For Ultrasound System | [112 empty] | 13.448lb | 1 Piece | Z6Ms Transducer | Z6Ms Probe | Ultrasound Z6Ms Probe | https://www.shop.siemens-healthineers.com/en-us/product/A_10436113 | https://directmedimaging.com/part/ultrasound/siemens/z6ms-transducer-10436113/ |  |  |  | Gagana
HCPB11_614 | Siemens Medical Solutions | 10436239 |  | Power Supply | Mod 3 (PSM3) Power Supply For Ultrasound System |  |  | 90 Days |  | Acuson SC2000 |  |  |  |  | https://digitalmedia.shop.siemens-healthineers.com/catalog/products/10436239.jpg | [29 empty] | Brand Name |  | Type | Mod 3 (PSM3) | Size |  | Color |  | Material |  | Dimensions |  | For Use With | For Ultrasound System | [112 empty] | 0.284lb | 1 Piece | Mod 3 Power Supply | PSM3 Power Supply | Ultrasound Power Supply | https://www.shop.siemens-healthineers.com/en-us/product/A_10436239 | https://www.probomedical.com/shop/siemens/siemens-10436239-ultrasound-parts/ | https://directmedimaging.com/part/ultrasound/siemens/power-supply-mod-3-psm3-sc2000-10436239/ |  |  | Gagana
HCPB11_615 | Siemens Medical Solutions | 10496453 |  | Set | Sentinelle Brest Coil Cushion Set For MRI Scanner |  | Set of 8 cushions, pads and wedges for comfortable positioning of patients during examination with the SENTINELL MR Kit. | 90 Days |  | Magnetom Avanto/Espree/Trio A Tim/Verio |  |  |  |  | https://digitalmedia.shop.siemens-healthineers.com/catalog/products/10496453_1_1280x1280.jpg | [29 empty] | Brand Name |  | Type | Sentinelle Brest Coil Cushion | Size |  | Color |  | Material |  | Dimensions |  | For Use With | For MRI Scanner | [112 empty] | 24.251lb | 1 Piece | Brest Coil Cushion Set | Sentinelle Breast Coil Cushion Set | MRI Scanner Cushion Set | https://www.shop.siemens-healthineers.com/en-us/product/A_10496453 | https://lbnmedical.com/part/sentinelle-breast-coil-pad-set-10496453/ | https://directmedimaging.com/part/mri/siemens/breast-cushion-set-sen-10496453/ |  |  | Gagana
HCPB11_616 | Siemens Medical Solutions | 10496467 | D487 | System Part | D487 Direct Plug System Part For MRI Scanner |  |  | 90 Days |  | Magnetom Aera/Skyra/Spectra/Amira |  |  |  |  | https://digitalmedia.shop.siemens-healthineers.com/catalog/products/10496467.jpg | [29 empty] | Brand Name |  | Type | Direct Plug | Size |  | Color |  | Material |  | Dimensions |  | For Use With | For MRI Scanner | [112 empty] | 0.132lb | 1 Piece | D487 Direct Plug System Part | MRI Scanner Direct Plug System Part |  | https://www.shop.siemens-healthineers.com/en-us/product/A_10496467 | https://www.novarium.net/vendita/marca/?cid=C080415639&brand=Siemens&categ=C080415640 | https://directmedimaging.com/part/mri/siemens/direct-plug-system-part-d487-10496467/ |  |  | Gagana
HCPB11_617 | Siemens Medical Solutions | 10496715 |  | Set | 3T Table Plug-in Housing Set For MRI Scanner |  |  | 90 Days |  | Magnetom Skyra/Spectra/Prisma/Vida |  |  |  |  | https://digitalmedia.shop.siemens-healthineers.com/catalog/products/10496715.jpg | [29 empty] | Brand Name |  | Type | 3T Table Plug-in Housing | Size |  | Color |  | Material |  | Dimensions |  | For Use With | For MRI Scanner | [112 empty] | 0.683lb | 1 Piece | Housing Set | 3T Table Plug-in Housing Set |  | https://www.shop.siemens-healthineers.com/en-us/product/A_10496715 | https://prompt.parts/product/product-10496715-table-plug-in-housing-set-3t/ | https://directmedimaging.com/part/mri/siemens/table-plug-in-housing-set-3t-10496715/ |  |  | Gagana
HCPB11_618 | Siemens Medical Solutions | 10498300 |  | Tower | 10B IRS Tower For CT Scanner |  |  | 90 Days |  | Somatom Spirit/Spirit Power/Emotion 6/Emotion 16 |  |  |  |  | https://digitalmedia.shop.siemens-healthineers.com/catalog/products/10498300.jpg | [29 empty] | Brand Name |  | Type | 10B IRS | Size |  | Color |  | Material |  | Dimensions |  | For Use With | For CT Scanner | [112 empty] | 61.729lb | 1 Piece | IRS Tower | CT Scanner IRS Tower |  | https://www.shop.siemens-healthineers.com/en-us/product/A_10498300 | https://www.blockimaging.com/parts/10498300-siemens-ct-irs-tower-10b | https://directmedimaging.com/part/ct/siemens/irs-tower-10b-10498300/ |  |  | Gagana
HCPB11_619 | Siemens Medical Solutions | 10500140 |  | Cushion | 14 Channel Tx/Rx Coil Support Cushion For MRI Scanner |  | Positioning aid for knee examination. | 90 Days |  | Magnetom Essenza/Skyra/Spectra/Prisma/Vida |  |  |  |  | https://digitalmedia.shop.siemens-healthineers.com/catalog/products/10500140_1_1280x1280.jpg | [29 empty] | Brand Name |  | Type | 14 Channel Tx/Rx Coil Support | Size |  | Color |  | Material |  | Dimensions |  | For Use With | For MRI Scanner | [112 empty] | 2.319lb | 1 Piece | Support Cushion | 14 Channel Tx/Rx Coil Support Cushion | MRI Scanner Support Cushion | https://www.shop.siemens-healthineers.com/en-us/product/A_10500140 | https://scandinavian-medical.com/parts/10500140-siemens-14ch-trxr-coil-support-cushion/ | https://directmedimaging.com/part/mri/siemens/14ch-txrx-coil-support-cushion-10500140/ |  |  | Gagana
HCPB11_62 | Datex-Ohmeda | 1503-3056-000 |  | O-Ring | 9.25 ID x 12.80mm OD EPR MPOS O-ring For Aestiva Anesthesia Machine |  | An O-ring is the most common type of seal used in a wide range of static or dynamic applications. O-rings are seated in a groove and compressed between two or more parts thereby creating a seal at the interface. They are generally made of rubber due to which it returns to its original shape on compression. This O-ring made of Ethylene-Propylene Diene Monomer (EPDM) is an excellent seal because of its useful physical, chemical and mechanical properties. These O-rings are suitable for use with hydraulic fluid, as well as steam, water, silicone oils, brake fluids and alcohols. O-rings with 80 durometer offers the best combination of properties for most of the applications. These O-rings are not recommended for oils and solvents. | [7 empty] | https://services.gehealthcare.in/medias/1503-3056-000-1-.JPG?context=bWFzdGVyfGltYWdlc3w0NDI3MHxpbWFnZS9qcGVnfGFXMWhaMlZ6TDJnNU15OW9OVE12T0RneU5EZzNNREEzTmpRME5pNXFjR2N8Njk3ZTAwOTA5YTRhNjNhMDYwNjQzY2Y1YTc3MDk1OGU0YTY5N2U5YWIzYTk0N2IyNWQwZjFlYmZjMzlmYmRlMQ | https://services.gehealthcare.in/medias/1503-3056-000-2-.JPG?context=bWFzdGVyfGltYWdlc3w1NTE0NHxpbWFnZS9qcGVnfGFXMWhaMlZ6TDJnMk1TOW9PVGN2T0RneU5EZzNOVGd4TURnME5pNXFjR2N8ZWYzYzg4OTMxNDY3Y2UyZjNhNDM1MWJlODliYzUyN2M2NTg0ZDU1MTQ5NTZhNDcwYTE5OTVkYTM4MTg0ZWMzMA | [8 empty] | https://documents.cdn.ifixit.com/H2oeETtJ6flBT1fI.pdf | [6 empty] | Good wear resistance | Good compression set resistance | Moderate short-term resilience | Good permeation resistance | Product Overview | [8 empty] | Brand Name |  | Type | MPOS | Size |  | Color |  | Material | EPR | Dimensions |  | For Use With | For Aestiva, Avance, Aespire Anesthesia Machine | Inner Diameter | 9.25mm | Outer Diameter | 12.80mm | Hardness | 80 Durometer | [108 empty] | O-ring | Aestiva Anesthesia Machine O-ring |  | https://dev-services.gehealthcare.in/gehcstorefront/p/1503-3056-000 | https://services.gehealthcare.in/gehcstorefront/p/1503-3056-000 |  |  |  | Ashok
HCPB11_620 | Siemens Medical Solutions | 10501938 |  | Shield | Lower Body Swiveable X-Ray Shield For MRI Scanner |  | KENEX swiveable X-ray shield for lower body, can be easily mounted on the patient table. | 90 Days |  | Artis zee FA/ceiling/multi-purpose/BA/floor MN |  |  |  |  | https://digitalmedia.shop.siemens-healthineers.com/catalog/products/10501938_1_1280x1280.jpg | [29 empty] | Brand Name |  | Type | Lower Body Swiveable X-Ray | Size |  | Color |  | Material |  | Dimensions |  | For Use With | For MRI Scanner | [112 empty] | 25.353lb | 1 Piece | KENEX X-Ray Shield | Lower Body Swiveable X-Ray Shield | MRI Scanner X-Ray Shield | https://www.shop.siemens-healthineers.com/en-us/product/A_10501938 | https://bimedis.com/p-item/mri-machine-parts-siemens-p-n-10500140-2156433 | https://directmedimaging.com/part/x-ray/siemens/lbr-swiveable-element-10501938/ |  |  | Gagana
HCPB11_621 | Siemens Medical Solutions | 10502020 |  | Module | V3 Module For C-Arm System |  |  | 90 Days |  | Artis zee FA/ceiling/multi-purpose/BA/floor MN |  |  |  |  | https://digitalmedia.shop.siemens-healthineers.com/catalog/products/10502020.jpg | [29 empty] | Brand Name |  | Type | V3 | Size |  | Color |  | Material |  | Dimensions |  | For Use With | For C-Arm System | [112 empty] | 3.232lb | 1 Piece | V3 Stand Control Module | C-Arm V3 Stand Control Module |  | https://www.shop.siemens-healthineers.com/en-us/product/A_10502020 | https://www.novarium.net/vendita/prodotto/?pid=20031201609298 | https://directmedimaging.com/part/x-ray/siemens/scm-v3-10502020/ |  |  | Gagana
HCPB11_622 | Siemens Medical Solutions | 10502136 |  | Unit | V3 Collimator Control Module Unit For Angiography Machine |  |  | 90 Days |  | Artis zee FA/ceiling/multi-purpose/BA/floor MN |  |  |  |  | https://digitalmedia.shop.siemens-healthineers.com/catalog/products/10502136_1_1280x1280.jpg | [29 empty] | Brand Name |  | Type | V3 Collimator Control Module | Size |  | Color |  | Material |  | Dimensions |  | For Use With | For Angiography Machine | [112 empty] | 3.968lb | 1 Piece | V3 Collimator Control Module Unit | Angio Cath Lab CCM-Uni V3 |  | https://www.shop.siemens-healthineers.com/en-us/product/A_10502136 | https://www.dotmed.com/listing/cath-lab/siemens/artis-zee/10502136/4997558 | https://directmedimaging.com/part/x-ray/siemens/ccm-uni-v3-10502136/ |  |  | Gagana
HCPB11_623 | Siemens Medical Solutions | 10502137 |  | Console | V3 J Examine Control Console For Cath Lab/Angio System |  |  | 90 Days |  | Artis zee FA/ceiling/multi-purpose/BA/floor MN |  |  |  |  | https://digitalmedia.shop.siemens-healthineers.com/catalog/products/10502137_1_1280x1280.jpg | [29 empty] | Brand Name |  | Type | V3 J Examine Control | Size |  | Color |  | Material |  | Dimensions |  | For Use With | For Cath Lab/Angio System | [112 empty] | 4.056lb | 1 Piece | V3 J Examine Control Console | Angio Cath Lab ECC-J V3 |  | https://www.shop.siemens-healthineers.com/en-us/product/A_10502137 | https://shop.m-e-d.at/products/mp-0005833-siemens-examine-control-console-10502137 | https://directmedimaging.com/part/x-ray/siemens/ecc-j-v3-10502137/ |  |  | Gagana
HCPB11_624 | Siemens Medical Solutions | 10502234 | FL-C V6.2 | Disk | FL-C V6.2 Hard Disk For Urology |  |  | 90 Days |  | Multix Top, Multix Top Acss/Acss P, Multix Pro Acss P |  |  |  |  | https://digitalmedia.shop.siemens-healthineers.com/catalog/products/10502234.jpg | [29 empty] | Brand Name |  | Type | Hard | Size |  | Color |  | Material |  | Dimensions |  | For Use With | For Urology | [112 empty] | 2.072lb | 1 Piece | Hard Disk | FL-C V6.2 Hard Disk | Urology Hard Disk | https://www.shop.siemens-healthineers.com/en-us/product/A_10502234 | https://prompt.parts/product/product-10502234-fl-c-hard-disk-v6-2/ | https://directmedimaging.com/part/x-ray/siemens/fl-c-hard-disk-v6-2-10502234/ |  |  | Gagana
HCPB11_625 | Siemens Medical Solutions | 10502457 |  | Handswitch | Ral 9003 Manual Exposure Release Handswitch For Angiography Machine |  |  | 90 Days |  | Artis Q floor/ceiling/biplane/zeego |  |  |  |  | https://digitalmedia.shop.siemens-healthineers.com/catalog/products/10502457_1_1280x1280.jpg | [29 empty] | Brand Name |  | Type | Manual Exposure Release | Size |  | Color | Ral 9003 | Material |  | Dimensions |  | For Use With | For Angiography Machine | [112 empty] | 1.94lb | 1 Piece | Manual Exposure Release | Cardiac-Vascular Handswitch |  | https://www.shop.siemens-healthineers.com/en-us/product/A_10502457 | https://www.dotmed.com/listing/ultrasound-cardiac-vascular/siemens/artis-zeego/10502457/4487991 | https://directmedimaging.com/part/x-ray/siemens/manual-exposure-release-ral-9003-10502457/ |  |  | Gagana
HCPB11_626 | Siemens Medical Solutions | 10513415 |  | Assembly | D41-Modulator Assembly For MRI Scanner |  |  | 90 Days |  | Magnetom Verio/Verio Dot/Aera/Skyra, Biograph mMR |  |  |  |  | https://digitalmedia.shop.siemens-healthineers.com/catalog/products/10513415_1_1280x1280.jpg | [29 empty] | Brand Name |  | Type | D41-Modulator | Size |  | Color |  | Material |  | Dimensions |  | For Use With | For MRI Scanner | [112 empty] | 2.425lb | 1 Piece | D41-Modulator Assembly | MRI Scanner Modulator Assembly |  | https://www.shop.siemens-healthineers.com/en-us/product/A_10513415 | https://www.dotmed.com/listing/mri-scanner/siemens/various/10513415/3445062 | https://directmedimaging.com/part/mri/siemens/d41-modulator-assembly-10513415/ |  |  | Gagana
HCPB11_627 | Siemens Medical Solutions | 10513551 |  | Service Part | INV-HV Xynergy Service Part For CT Scanner |  |  | 90 Days |  | Somatom Force |  |  |  |  | https://digitalmedia.shop.siemens-healthineers.com/catalog/products/10513551.jpg | [29 empty] | Brand Name |  | Type | INV-HV Xynergy | Size |  | Color |  | Material |  | Dimensions |  | For Use With | For CT Scanner | [112 empty] | 66.138lb | 1 Piece | INV-HV Xynergy Service Part | CT INV-HV Xynergy Service Part |  | https://www.shop.siemens-healthineers.com/en-us/product/A_10513551 | https://directmedimaging.com/part/ct/siemens/service-part-inv-hv-xynergy-10513551/ |  |  |  | Gagana
HCPB11_628 | Siemens Medical Solutions | 10520173 |  | Converter | Analog To DVI-D Converter For Cath Lab/Angio System |  |  | 90 Days |  | Artis zee FA/ceiling/multi-purpose/BA/floor MN |  |  |  |  | https://digitalmedia.shop.siemens-healthineers.com/catalog/products/10520173_1_1280x1280.jpg | [29 empty] | Brand Name |  | Type | Analog To DVI-D | Size |  | Color |  | Material |  | Dimensions |  | For Use With | For Cath Lab/Angio System | [112 empty] | 3.461lb | 1 Piece | Analog to DVI-D Converter | Cath/Angio Lab Converter |  | https://www.shop.siemens-healthineers.com/en-us/product/A_10520173 | https://www.dotmed.com/listing/cath-angio-lab/siemens/artis-q-artis-qzen-artis-zee/10520173/4812326 | https://directmedimaging.com/part/x-ray/siemens/converter-analog-to-dvi-d-d-10520173/ |  |  | Gagana
HCPB11_629 | Siemens Medical Solutions | 10545923 | XW4600/Z400 | Fan | XW4600/Z400 92 x 25mm 12V Fan For MRI Scanner |  |  | 90 Days |  | Magnetom Symphony Syngo MR/Avanto/Espree/Verio | [34 empty] | Brand Name |  | Type |  | Size |  | Color |  | Material |  | Dimensions | 92 x 25mm | For Use With | For MRI Scanner | Voltage Rating | 12V | [110 empty] | 2.646lb | 1 Piece | Fan | MRI Scanner Fan |  | https://www.shop.siemens-healthineers.com/en-us/product/A_10545923 | https://directmedimaging.com/part/mri/siemens/fan-12v-92x25mm-xw4600-z400-10545923/ |  |  |  | Gagana
HCPB11_63 | Datex-Ohmeda | 1503-7014-000 |  | Sub Assembly | 12VDC Enhanced Serial Interface Board Sub Assembly For Aespire 7900 Anesthesia Machine |  | The Enhanced Serial Interface Board (ESIB) Sub Assembly 7900 Calibrated is an interface board for the Aespire 7900 ventilator. The ESIB serves as the link between the flow transducers, patient airway pressure transducer, manifold pressure transducer, oxygen sensor, drive pressure limit switch and the ventilator CPU board. The ESIB also passes through various switch positions to the ventilator CPU board. It provides an interface for the ACGO switch, the Bag/Vent switch, the canister release switch, control panel cover switch (ABS On/Off), CO₂ bypass switch and breathing circuit ID switches. AII the switch signals are filtered for Electromagnetic Interference (EMI) and from Electrostatic Discharge (ESD). The pressure transducers for measuring differential pressure are located on the ESIB. These are being used in UL Voluson P8, ARC Aespire View, MS CARESCAPE™ Monitor B850, ARC Aestiva 7100, ARC Engstrom Carestation, ARC Airway Gas Module, MS Dash™ 4000, ARC Aestiva 3000, MS PDM, Anesthesia Service Parts, MS TUFFSAT Oximeter, ARC Testing Service, MS CIC Pro, ARC Aestiva MRI, NM Xeleris WS 2.0, ARC Aisys, Aestiva 7900, Aestiva MRI, ARC Light Monitor and ARC Aespire 7900. | [7 empty] | https://services.gehealthcare.in/medias/?context=bWFzdGVyfGltYWdlc3w5NjU0MnxpbWFnZS9qcGVnfGFXMWhaMlZ6TDJnMVpTOW9ORGt2T0RneU1EY3dPVEE1TnpVd01pNXFjR2N8ZDY0MTIyZjNjMTRiZDVjNmFjYjA1NmE1MWQ4YzhkYjFhZDE2YTU5YmUzYzA0MzlmMGRjNDZiZTIyN2E3ZDkzZQ | https://services.gehealthcare.in/medias/?context=bWFzdGVyfGltYWdlc3w4NzgzN3xpbWFnZS9qcGVnfGFXMWhaMlZ6TDJneE9DOW9aR1V2T0RneU1EY3lNVFF4T0RJM01DNXFjR2N8NzU4MDlmYjg4N2ZmNDdkODgzMjEwYmVjMTVhNDdkMzc5OTc5NDhkYmIwMTQ0ODUxMmUyNzEyNTBhYmM2ODk1ZA | https://services.gehealthcare.in/medias/1503-7014-000-SIB-SUBASSY-ENHANCED-7900-CALIBRATED-1-.jpg?context=bWFzdGVyfHJvb3R8NTE2MTR8aW1hZ2UvanBlZ3xhREJtTDJoak5TODVNak0zT1RNek9ERTNPRGcyTHpFMU1ETXROekF4TkMwd01EQWdVMGxDSUZOVlFrRlRVMWtnUlU1SVFVNURSVVFnTnprd01DQkRRVXhKUWxKQlZFVkVLU0FvTVNrdWFuQm58MjFiZmYxZmQyMWZjOWQ2NjBiZTZhMmE0YzRiZTkwNWZlNDc2ZmQxYmI1ODkzN2ZmNmMzNzdiNmYxZjgyNTU5YQ | [7 empty] | https://documents.cdn.ifixit.com/6BclnDr5KjXAcOel.pdf | [6 empty] | RoHS compliant | [12 empty] | Brand Name |  | Type | Enhanced Serial Interface Board | Size |  | Color |  | Material |  | Dimensions |  | For Use With | For Aespire 7900 Anesthesia Machine | Voltage | 12VDC | [112 empty] | Interface Board Sub Assembly | Enhanced Serial Interface Board Sub Assembly |  | https://dev-services.gehealthcare.in/gehcstorefront/p/1503-7014-000 | https://services.gehealthcare.in/gehcstorefront/p/1503-7014-000 |  |  |  | Ashok
HCPB11_630 | Siemens Medical Solutions | 10546834 |  | Power Supply | 100 to 240V 24V 20A 480W AC-DC Power Supply For X-Ray System |  |  | 90 Days |  | Axiom Luminos dRF, Ysio, Luminos Agile/dRF Max |  |  |  |  | https://digitalmedia.shop.siemens-healthineers.com/catalog/products/10546834_1_1280x1280.jpg | [29 empty] | Brand Name |  | Type | AC-DC | Size |  | Color |  | Material |  | Dimensions |  | For Use With | For X-Ray System | Input Voltage | 100-240V | Output Voltage | 24V | Output Current | 20A | Output Power | 480W | [104 empty] | 3.616lb | 1 Piece | AC-DC Power Supply | X-Ray System AC-DC Power Supply |  | https://www.shop.siemens-healthineers.com/en-us/product/A_10546834 | https://www.novarium.net/vendita/marca/?cid=C080415639&brand=Siemens&um=Ysio | https://directmedimaging.com/part/x-ray/siemens/ac-dc-in100-240v-out24v-20a-480w-10546834/ |  |  | Gagana
HCPB11_631 | Siemens Medical Solutions | 10568825 |  | Pad | Filter Pad For MRI Scanner |  |  | 90 Days |  | Magnetom Essenza/Aera/Skyra/Spectra/Prisma | [34 empty] | Brand Name |  | Type | Filter | Size |  | Color |  | Material |  | Dimensions |  | For Use With | For MRI Scanner | [112 empty] | 0.143lb | 1 Piece | Filter Pad | MRI Scanner Filter Pad |  | https://www.shop.siemens-healthineers.com/en-us/product/A_10568825 | https://directmedimaging.com/part/mri/siemens/filter-pad-10568825/ |  |  |  | Gagana
HCPB11_632 | Siemens Medical Solutions | 10569111 | D611 | Spare Part | D611 FIL/RAC Spare Part For X-Ray System |  |  | 90 Days |  | Artiste MV, Axiom Luminos dRF, Uroskop Omnia |  |  |  |  | https://digitalmedia.shop.siemens-healthineers.com/catalog/products/10569111_1_1280x1280.jpg | [29 empty] | Brand Name |  | Type | FIL/RAC | Size |  | Color |  | Material |  | Dimensions |  | For Use With | For X-Ray System | [112 empty] | 1.808lb | 1 Piece | D611 FIL/RAC Spare Part | X-Ray System Spare Part |  | https://www.shop.siemens-healthineers.com/en-us/product/A_10569111 | http://www.novarium.net/vendita/prodotto/?pid=21041402263079 | https://directmedimaging.com/part/x-ray/siemens/spare-part-d611-fil-rac-10569111/ |  |  | Gagana
HCPB11_633 | Siemens Medical Solutions | 10569640 |  | Switch | Classic DR Exposure CRM Switch For Rad/Fluoro Room |  |  | 90 Days |  | Multix Top/Acss/Acss P, Multix Pro Acess P |  |  |  |  | https://digitalmedia.shop.siemens-healthineers.com/catalog/products/10569640_1_1280x1280.jpg | [29 empty] | Brand Name |  | Type | Classic DR Exposure CRM | Size |  | Color |  | Material |  | Dimensions |  | For Use With | For Rad/Fluoro Room | [112 empty] | 4.149lb | 1 Piece | CRM in Classic DR | Remote Console/Exposure Switch |  | https://www.shop.siemens-healthineers.com/en-us/product/A_10569640 | https://www.dotmed.com/listing/remote-r-f-room/siemens/polydoros/10569640/3747952 | https://directmedimaging.com/part/x-ray/siemens/crm-in-classic-dr-10569640/ |  |  | Gagana
HCPB11_634 | Siemens Medical Solutions | 10589553 |  | Display | Graphical Display For CT Scanner |  |  | 90 Days |  | Somatom Definition AS, Biograph mCT-S40 3R/S64 3R/S40 4R/S64 4R |  |  |  |  | https://digitalmedia.shop.siemens-healthineers.com/catalog/products/10589553_1_1280x1280.jpg | [29 empty] | Brand Name |  | Type | Graphical | Size |  | Color |  | Material |  | Dimensions |  | For Use With | For CT Scanner | [112 empty] | 6.459lb | 1 Piece | Graphical Display | CT Scanner Graphical Display |  | https://www.shop.siemens-healthineers.com/en-us/product/A_10589553 | https://directmedimaging.com/part/ct/siemens/graphical-display-10589553/ |  |  |  | Gagana
HCPB11_635 | Siemens Medical Solutions | 10589697 |  | Kit | Power Brush (SAF-MCI Slip Ring) Tip Kit For CT Scanner |  |  | 90 Days |  | Somatom Definition AS, Biograph mCT-S40 3R/S64 3R/S40 4R/S64 4R |  |  |  |  | https://digitalmedia.shop.siemens-healthineers.com/catalog/products/10589697_1_1280x1280.jpg | https://digitalmedia.shop.siemens-healthineers.com/catalog/products/10589697_2_1280x1280.jpg | https://digitalmedia.shop.siemens-healthineers.com/catalog/products/10589697_3_1280x1280.jpg | [27 empty] | Brand Name |  | Type | Power Brush (SAF-MCI Slip Ring) Tip | Size |  | Color |  | Material |  | Dimensions |  | For Use With | For CT Scanner | [112 empty] | 0.86lb | 1 Piece | Power Brush Tip Kit | SAF-MCI Slip Ring Tip Kit | CT Scanner Tip Kit | https://www.shop.siemens-healthineers.com/en-us/product/A_10589697 | https://directmedimaging.com/part/ct/siemens/power-brush-tip-kit-10589697/ |  |  |  | Gagana
HCPB11_636 | Siemens Medical Solutions | 10590272 |  | Board | Control and Regulation Board For CT Scanner |  |  | 90 Days |  | Somatom Definition AS, Biograph mCT-S40 3R/S64 3R/S40 4R/S64 4R |  |  |  |  | https://digitalmedia.shop.siemens-healthineers.com/catalog/products/10590272_1_1280x1280.jpg | [29 empty] | Brand Name |  | Type | Control and Regulation | Size |  | Color |  | Material |  | Dimensions |  | For Use With | For CT Scanner | [112 empty] | 0.882lb | 1 Piece | Control and Regulation Board | CT Scanner Control and Regulation Board |  | https://www.shop.siemens-healthineers.com/en-us/product/A_10590272 | https://directmedimaging.com/part/ct/siemens/control-and-regulation-board-10590272/ |  |  |  | Gagana
HCPB11_637 | Siemens Medical Solutions | 10591360 |  | Housing | Foot End Connector Housing For MRI Scanner |  |  | 90 Days |  | Magnetom Aera/Skyra/Spectra/Avanto fit |  |  |  |  | https://digitalmedia.shop.siemens-healthineers.com/catalog/products/10591360_1_1280x1280.jpg | [29 empty] | Brand Name |  | Type | Foot End Connector | Size |  | Color |  | Material |  | Dimensions |  | For Use With | For MRI Scanner | [112 empty] | 3.197lb | 1 Piece | Foot End Connector Housing | MRI Scanner Connector Housing |  | https://www.shop.siemens-healthineers.com/en-us/product/A_10591360 | https://directmedimaging.com/part/mri/siemens/connector-housing-foot-end-10591360/ |  |  |  | Gagana
HCPB11_638 | Siemens Medical Solutions | 10591536 |  | Belt | Patient Table Safety Belt For MRI Scanner |  | These safety belts are used to secure the patient to the patient table . This version is for patient tables with a 6 mm groove. | 90 Days |  | Magnetom Aera/Skyra/Spectra/Avanto fit |  |  |  |  | https://digitalmedia.shop.siemens-healthineers.com/catalog/products/10591536_1_1280x1280.jpg | [29 empty] | Brand Name |  | Type | Patient Table Safety | Size |  | Color |  | Material |  | Dimensions |  | For Use With | For MRI Scanner | [112 empty] | 1.433lb | 1 Piece | Patient Table Safety Belt | MRI Scanner Safety Belt |  | https://www.shop.siemens-healthineers.com/en-us/product/A_10591536 | https://directmedimaging.com/part/mri/siemens/safety-belts-patient-table-10591536/ |  |  |  | Gagana
HCPB11_639 | Siemens Medical Solutions | 10591565 |  | PPU NT | PPU NT For MRI Scanner |  |  | 90 Days |  | Magnetom Avanto/Espree/Trio A Tim/Verio |  |  |  |  | https://digitalmedia.shop.siemens-healthineers.com/catalog/products/10591565_1_1280x1280.jpg | [29 empty] | Brand Name |  | Type |  | Size |  | Color |  | Material |  | Dimensions |  | For Use With | For MRI Scanner | [112 empty] | 0.948lb | 1 Piece | PPU NT | MRI Scanner PPU NT |  | https://www.shop.siemens-healthineers.com/en-us/product/A_10591565 | https://directmedimaging.com/part/mri/siemens/ppu_nt-10591565/ |  |  |  | Gagana
HCPB11_64 | Datex-Ohmeda | 1505-3231-000 |  | Flow Sensor | Reusable Respiratory Flow Sensor For CARESCAPE™ R860 |  | Air flow sensor is a device used to monitor the air flow rate of a patient. Flow sensors measure the volume of gas dispensed from the O₂ and air channels during inhalation and exhalation. The relative proportion of gas dispensed from each channel is continuously adjusted to accurately control the percentage of O₂ delivered to the patient. The flow sensor is placed in between the regulator and the flow valve, where regulator ensures the constant pressure supply to the flow valve. It is a mass flow type sensor, which injects the heat into the flow stream and monitor the temperature rise at the downstream location. The temperature range depends up on the mass flow rate of the flow stream and the specific heat of the gas going through the sensor. | [7 empty] | https://services.gehealthcare.in/medias?context=bWFzdGVyfGltYWdlc3w1MDEzN3xpbWFnZS9qcGVnfGltYWdlcy9oYTAvaDQ1Lzg3OTYyOTc1OTI4NjIuanBnfDc5NDJjZTk1MzM5NDFhNzRjMWIyMWRjOTRkNWYzM2EzMTE3YmIyMGQ1M2ViNWFiNDE2NDAwMzA1YTBmYjQ5ZTk | https://services.gehealthcare.in/medias/1505-3231-000-ASSY-MSN-XDCR-FLOW-0-200-L-MIN-2.jpg?context=bWFzdGVyfHJvb3R8MzkwNTJ8aW1hZ2UvanBlZ3xhREJqTDJobE9TODVNak0zT1RNME1URXlOems0THpFMU1EVXRNekl6TVMwd01EQWdRVk5UV1MxTlUwNHNJRmhFUTFJZ1JreFBWeUF3TFRJd01DQk1YMDFKVGlsZk1pNXFjR2N8NjFmNGJmZjAyZWRkMjY5OTc5MmU5NGIwMmVhNzEyZmExZWI0ZmIzNzk3NWY4ZjUzMWU5OTllMzM2OWRjNzM3ZA | [8 empty] | https://www.gehealthcare.com/-/jssmedia/files/us--carescape-r860-user-manual-urm-rev-f.pdf?rev=-1&hash=3A300A0238704970C4B6B43C1061EC3B&srsltid=AfmBOorl716AoRH_nlFtDzK9eoR-MSP69HH1i5WbPOhbOSp0RvklXsCw | [6 empty] | Thermal mass-flow type sensor | Pre-calibrated | Precisely control the percentage of O₂ delivery to patient | Small size and lightweight | [9 empty] | Brand Name |  | Type | Respiratory | Size |  | Color |  | Material |  | Dimensions |  | For Use With | For CARESCAPE™ R860 | Usage | Reusable | [112 empty] | Respiratory Flow Sensor | Reusable Respiratory Flow Sensor | Air Flow Sensor | https://dev-services.gehealthcare.in/gehcstorefront/p/1505-3231-000 | https://services.gehealthcare.in/gehcstorefront/p/1505-3231-000 | https://www.gehealthcare.co.uk/-/jssmedia/gehc/us/files/products/accessories/clinical-accessories/19-0209-global-catalog-iii_us.pdf?rev=-1 |  |  | Ashok
HCPB11_640 | Siemens Medical Solutions | 10606523 |  | Pad | Clamping Pad For MRI Scanner |  | To improve the positioning of the patient's head inside the head coil. | 90 Days |  | Magnetom Essenza/Aera/Skyra/Spectra/Prisma |  |  |  |  | https://digitalmedia.shop.siemens-healthineers.com/catalog/products/10606523_1_1280x1280.jpg | [29 empty] | Brand Name |  | Type | Clamping | Size |  | Color |  | Material |  | Dimensions |  | For Use With | For MRI Scanner | [112 empty] | 0.485lb | 1 Piece | Clamping Pad 80 | Clamp Cushion | MRI Scanner Clamp Cushion | https://www.shop.siemens-healthineers.com/en-us/product/A_10606523 | https://directmedimaging.com/part/mri/siemens/clamping-pad-80-10606523/ |  |  |  | Gagana
HCPB11_641 | Siemens Medical Solutions | 10606626 |  | Holder | Lookout Mirror Holder For MRI Scanner |  | Holder For The Head/neck Mirror If No Coil Upper Part Is Used. | 90 Days |  | Magnetom Aera/Skyra/Avanto fit |  |  |  |  | https://digitalmedia.shop.siemens-healthineers.com/catalog/products/10606626_1_1280x1280.jpg | [29 empty] | Brand Name |  | Type | Lookout Mirror | Size |  | Color |  | Material |  | Dimensions |  | For Use With | For MRI Scanner | [112 empty] | 4.519lb | 1 Piece | Holder | Lookout Mirror Holder |  | https://shop.siemens-healthineers.com/en-us/product/A_10606626 | https://shop.m-e-d.at/ru/products/mp-0006440-siemens-lookout-mirror-holder-for-mri-scanner-10606626 | https://directmedimaging.com/part/mri/siemens/lookout-mirror-holder-098-10606626/ | https://prompt.parts/product/product-10606626-lookout-mirror-holder-098/ |  | Vinutha
HCPB11_642 | Siemens Medical Solutions | 10606873 |  | Pad | Head Pad 64 For MRI Scanner |  | Pad 64 For a nice and comfortable rest of patient head. | 90 Days |  | Magnetom Skyra/Prisma/Prisma fit |  |  |  |  | https://digitalmedia.shop.siemens-healthineers.com/catalog/products/10606873_1_1280x1280.jpg | [29 empty] | Brand Name |  | Type | 64 Head | Size |  | Color |  | Material |  | Dimensions |  | For Use With | For MRI Scanner | [112 empty] | 1.179lb | 1 Piece | Pad | Head Pad 64 | Patient Hed Pad 64 | https://shop.siemens-healthineers.com/en-us/product/A_10606873 | https://prompt.parts/product/product-10606873-pad-64/ | https://directmedimaging.com/part/mri/siemens/pad-64-10606873/ |  |  | Vinutha
HCPB11_643 | Siemens Medical Solutions | 10607498 |  | Hose | NIBP Hose For Cath Lab |  |  | 90 Days |  | Axiom Sensis, Combo 64 IECG, Axiom Sensis, Hemo Low, Axiom Sensis, EP 129 IECG, Sensis |  |  |  |  | https://digitalmedia.shop.siemens-healthineers.com/catalog/products/10607498_1_1280x1280.jpg | [16 empty] | Adapter to Connect Child and Adult Cuffs | [12 empty] | Brand Name |  | Type | NIBP | Size |  | Color |  | Material |  | Dimensions |  | For Use With | For Cath Lab | [112 empty] | 0.992lb | 1 Piece | Hose | NIBP Hose |  | https://shop.siemens-healthineers.com/en-us/product/A_10607498 | https://directmedimaging.com/part/x-ray/siemens/nibp-hose-3-0-m-10607498/ | https://prompt.parts/product/product-10607498-nibp-hose-3-0-m/ |  |  | Vinutha
HCPB11_644 | Siemens Medical Solutions | 10607508 |  | Kit | Replacement Kit For IAS - R640 - BB2 Cath Lab |  |  | 90 Days |  | Artis zee FA/Ceiling/BA |  |  |  |  | https://digitalmedia.shop.siemens-healthineers.com/catalog/products/10607508_1_1280x1280.jpg | [29 empty] | Brand Name |  | Type | Replacement | Size |  | Color |  | Material |  | Dimensions |  | For Use With | For IAS - R640 - BB2 Cath Lab | [112 empty] | 59.524lb | 1 Piece | Replacement Kit |  |  | https://shop.siemens-healthineers.com/en-us/product/A_10607508 | https://prompt.parts/product/product-10607508-ias-r640-bb2-replacement-kit/ | https://directmedimaging.com/part/x-ray/siemens/ias-r640-bb2-replacement-kit-10607508/ |  |  | Vinutha
HCPB11_645 | Siemens Medical Solutions | 10609820 |  | Set | 4-Lead ECG Wire Combiner Set For SPECT/CT |  | This ECG cable consists of 4 leads to connect the patient to the ECG device. The leads are AHA (American Standard) color coded. | 90 Days |  | Symbia T/S/T2 |  |  |  |  | https://digitalmedia.shop.siemens-healthineers.com/catalog/products/10609820_1_1280x1280.jpg | [29 empty] | Brand Name |  | Type | Four Lead ECG Wire, Combiner | Size |  | Color |  | Material |  | Dimensions |  | For Use With | For SPECT/CT | [112 empty] | 0.551lb | 1 Piece | Combiner Set | ECG Wire Set Of Four Lead Combiner Set |  | https://shop.siemens-healthineers.com/en-us/product/A_10609820 | https://directmedimaging.com/part/na/siemens/ecg-wire-set-of-four-lead-combiner-10609820/ | https://prompt.parts/product/product-10609820-ecg-wire-set-of-four-lead-combiner-set/ |  |  | Vinutha
HCPB11_646 | Siemens Medical Solutions | 10643790 | LMAS 3 | Assembly | LMAS 3 Assembly For CT Scanner |  |  | 90 Days |  | Somatom Definition/Definition AS/Definition Flash |  |  |  |  | https://digitalmedia.shop.siemens-healthineers.com/catalog/products/10643790.jpg | [29 empty] | Brand Name |  | Type |  | Size |  | Color |  | Material |  | Dimensions |  | For Use With | For CT Scanner | [112 empty] | 5.423lb | 1 Piece | Assembly | LMAS 3 Assembly |  | https://shop.siemens-healthineers.com/en-us/product/A_10643790 | https://onlymedparts.com/product/lmas-3-assembly?srsltid=AfmBOopPtp6BJec_mBh5Jitmr5M1o2zB9WlBIMAMPfGv0JicIUCZYdNA | https://directmedimaging.com/part/ct/siemens/lmas-3-assembly-10643790/ |  |  | Vinutha
HCPB11_647 | Siemens Medical Solutions | 10656044 | MX215 | Monitor | M x 215 21.3in Display Monitor For Cath Lab |  |  | 90 Days |  | Axiom Sensis Combo 64 IECG/Sensis Hemo Low/Zee Ceiling/Zee FA | [34 empty] | Brand Name |  | Type | Color | Size |  | Color |  | Material |  | Dimensions |  | For Use With | For Cath Lab | Display Size | 21.3in | [110 empty] | 23.369lb | 1 Piece | Monitor |  |  | https://shop.siemens-healthineers.com/en-us/product/A_10656044 | https://directmedimaging.com/part/x-ray/siemens/monitor-color-21-3-mx215-d-10656044/ | https://www.dotmed.com/listing/cath-lab/siemens/10656044/4664467 | https://www.dotmed.com/listing/cath-angio-lab/siemens/artis-one/10656044/4811975 | https://prompt.parts/product/product-10656044-monitor-color-21-3-mx215-d/ | Vinutha
HCPB11_648 | Siemens Medical Solutions | 10662322 |  | Extension | 450 x 390mm CFK Table Extension For CT Scanner |  | The Table Extension Enables To Increase The Scanable Range By Approx. 350 Mm. Can Only Be Used With The Following Tables: Phs P10/p15 And Phs1a. | 90 Days |  | Somatom Emotion 6/Emotion 16/Spirit |  | 390mm |  |  | https://digitalmedia.shop.siemens-healthineers.com/catalog/products/10662322_1_1280x1280.jpg | [29 empty] | Brand Name |  | Type | Table | Size |  | Color |  | Material | CFK | Dimensions |  | For Use With | For CT Scanner | Length | 450mm | [110 empty] | 4.409lb | 1 Piece | Table Extension | CFK Table Extension |  | https://shop.siemens-healthineers.com/en-us/product/A_10662322 | https://www.medicaloutfittersparts.com/shop/10662322-siemens-ct-perspective-table-extension-pn-10662322-29468 | https://prompt.parts/product/product-10662322-table-extension_cfk/ | https://directmedimaging.com/part/ct/siemens/table-extension_cfk-10662322/ |  | Vinutha
HCPB11_649 | Siemens Medical Solutions | 10684349 | D122 | Board | D122 Receiver Board For 1.5T MRI systems |  |  | 90 Days |  | Magnetom Avanto/Espree/Symphony. A Tim |  |  |  |  | https://digitalmedia.shop.siemens-healthineers.com/catalog/products/10684349_1_1280x1280.jpg | [29 empty] | Brand Name |  | Type | Receiver | Size |  | Color |  | Material |  | Dimensions |  | For Use With | For 1.5T MRI Systems | Standards | RoHS Compliant | [110 empty] | 6.614lb | 1 Piece | Receiver Board | D122 Receiver Board |  | https://shop.siemens-healthineers.com/en-us/product/A_10684349 | https://prompt.parts/product/product-10684349-receiver_1-5t-d122/ | https://directmedimaging.com/part/mri/siemens/receiver_1-5t-d122-rohs-ez-dot-10684349/ |  |  | Vinutha
HCPB11_65 | Datex-Ohmeda | 1505-3273-000 |  | Valve | HPO2 Gas Disk Check Valve For CARESCAPE™ R860, Aisys Anesthesia Machine |  | The Disk Check Valve is an advanced design which gives full flow and occupies less space than other type of non-return valve. These are simple to fit and are used to prevent reverse flow in pipe lines. Disk check valves are recommended after traps discharging into closed systems to guarantee non-return flow. These check valves can be mounted between the pipe flanges in any direction. DCVs feature a compact and rugged design and are suitable for high pressure O₂. These check valves operate at a minimum of 24 million cycles based on a rate of 600 cycles per hour. These are made of material brass, which offers low friction and resistance to stress corrosion cracking. Disk check valves are used in Aisys CS2, Avance CS2, Aespire View, Aestiva Machine, CARESCAPE™ R860, Aespire 7100, Aespire 100, Aisys, S/5 Aespire, Carestation 600 Series and many other machines. | [7 empty] | https://services.gehealthcare.in/medias/1505-3273-000-001.jpg?context=bWFzdGVyfGltYWdlc3wyMDU4Nzl8aW1hZ2UvanBlZ3xhVzFoWjJWekwyZ3haaTlvTmpjdk9EZzFOVEV4T0RRME5qWXlNaTVxY0djfGUxZTBiMzRiZDFkZTQzYTU4MjhiZTJjMjUwMDQyNDM0NTAyNGZlOGJlZjc0MDZlZGY5ZjNlOTJjODJkOTRiMzA | https://services.gehealthcare.in/medias/1505-3273-000-002.jpg?context=bWFzdGVyfGltYWdlc3wxOTk3NDh8aW1hZ2UvanBlZ3xhVzFoWjJWekwyZzFZeTlvTlRJdk9EZzFOVEV5TkRReE1ETTVPQzVxY0djfGZiMjk5NWQxYTdhMTQxZDg3ZDQ1MDdiMzllN2VlYTZlMjhkNWUzNGM4MGI2N2UwMTcwODI1NDI0NzVhZmY0NGM | [8 empty] | https://documents.cdn.ifixit.com/2efCvTqEyGVThXPT.pdf | [6 empty] | High strength of the material makes it resistant to impact and fracture | Higher tensile and flexural strength | Excellent chemical resistance | Dimensional stability | [9 empty] | Brand Name |  | Type | HPO2 Gas Disk Check | Size |  | Color |  | Material |  | Dimensions |  | For Use With | For CARESCAPE™ R860, Aisys Anesthesia Machine | [114 empty] | Disk Check Valve | HPO2 Gas Disk Check Valve |  | https://dev-services.gehealthcare.in/gehcstorefront/p/1505-3273-000 | https://services.gehealthcare.in/gehcstorefront/p/1505-3273-000 |  |  |  | Ashok
HCPB11_650 | Siemens Medical Solutions | 10684502 |  | Amplifier | 123MHz to 35KW RF Amplifier For MRI Scanner |  |  | 90 Days |  | Magnetom Verio/Verio Dot/Verio Dot Upgr | [34 empty] | Brand Name |  | Type | RF | Size |  | Color |  | Material |  | Dimensions |  | For Use With | For MRI Scanner | Frequency | 123MHz | Power Rating | 35kW | [108 empty] | 734.132lb | 1 Piece | RF Amplifier | MRI Scanner RF Amplifier |  | https://www.shop.siemens-healthineers.com/en-us/product/A_10684502 | https://directmedimaging.com/part/mri/siemens/rf-amplifier-rfpa-s41-123mhz-35kw-10684502/ |  |  |  | Vinutha
HCPB11_651 | Siemens Medical Solutions | 10684519 |  | Mechanical Parts | Small Mechanical Parts For MRI Scanner |  |  | 90 Days |  | Magnetom Aera/Skyra/Avanto fit | [34 empty] | Brand Name |  | Type | Small | Size |  | Color |  | Material |  | Dimensions |  | For Use With | For MRI Scanner | [112 empty] | 4.839lb | 1 Piece | Mechanical Parts | Small Mechanical Parts |  | https://www.shop.siemens-healthineers.com/en-us/product/A_10684519 | https://directmedimaging.com/part/mri/siemens/small-mechanical-parts-098-10684519/ | https://prompt.parts/product/product-10684519-small-mechanical-parts-098/ |  |  | Vinutha
HCPB11_652 | Siemens Medical Solutions | 10743374 |  | Battery Pack | UPS Battery Pack For Type GXT4 CT Scanner |  |  | 90 Days |  | Somatom Definition/Definition AS, Biograph mCT-S40 3R/mCT-S64 3R |  |  |  |  | https://digitalmedia.shop.siemens-healthineers.com/catalog/products/10743374_1_1280x1280.jpg | https://digitalmedia.shop.siemens-healthineers.com/catalog/products/10743374_2_1280x1280.jpg | https://digitalmedia.shop.siemens-healthineers.com/catalog/products/10743374_3_1280x1280.jpg | [27 empty] | Brand Name |  | Type | UPS | Size |  | Color |  | Material |  | Dimensions |  | For Use With | For Type GXT4 CT Scanner | [112 empty] | 44.092lb | 1 Piece | Battery Pack | UPS Battery Pack |  | https://www.shop.siemens-healthineers.com/en-us/product/A_10743374 | https://directmedimaging.com/part/ct/siemens/battery-packafor-ups-3kva-10743374/ | https://prompt.parts/product/product-10743374-battery-packaaefor-ups-3kva-2/ |  |  | Vinutha
HCPB11_653 | Siemens Medical Solutions | 10749395 |  | Battery Pack | Replacement Battery Pack For 9PX3000GRT UPS |  |  | 90 Days |  | Biograph mCT-S40 3R/mCT-S64 3R/mCT | [34 empty] | Brand Name |  | Type | Replacement | Size |  | Color |  | Material |  | Dimensions |  | For Use With | For 9PX3000GRT UPS | [112 empty] | 36.817lb | 1 Piece | Battery Pack | Replacement Battery Pack |  | https://shop.siemens-healthineers.com/en-us/product/A_10749395 | https://prompt.parts/product/product-10749395-replacement-battery-pack-9px3000grt/ | https://directmedimaging.com/part/na/siemens/replacement-battery-pack-9px3000gr-10749395/ |  |  | Vinutha
HCPB11_654 | Siemens Medical Solutions | 10751338 |  | Workstation | Mars 2B Workstation For HP Z8 G4 High-Performance Desktop |  |  | 90 Days |  | Biograph mCT-S40 3R/mCT-S64 3R/mCT | [34 empty] | Brand Name |  | Type | Mars 2B | Size |  | Color |  | Material |  | Dimensions |  | For Use With | For HP Z8 G4 High-Performance Desktop | [112 empty] | 59.965lb | 1 Piece | Workstation | Mars 2B Workstation |  | https://shop.siemens-healthineers.com/en-us/product/A_10751338 | https://directmedimaging.com/part/na/siemens/mars-2b-workstation-hp-z8-g4-10751338/ | https://prompt.parts/product/product-10751338-mars-2b-workstation-hp-z8-g4-2/ |  |  | Vinutha
HCPB11_655 | Siemens Medical Solutions | 10763778 |  | Device | Internal ECG Device For Symbia IVY CTM-300 |  |  | 90 Days |  | Symbia S/T/T2/T6 |  |  |  |  | https://digitalmedia.shop.siemens-healthineers.com/catalog/products/10763778_1_1280x1280.jpg | [29 empty] | Brand Name |  | Type | Internal ECG | Size |  | Color |  | Material |  | Dimensions |  | For Use With | For Symbia IVY CTM-300 | [112 empty] | 2.866lb | 1 Piece | ECG Device | Internal ECG Device |  | https://shop.siemens-healthineers.com/en-us/product/A_10763778 | https://prompt.parts/product/product-10763778-symbia_ivy_internal_ecg_device/ | https://directmedimaging.com/part/na/siemens/symbia_ivy_ctm-300_internal_ecg_dev-10763778/ |  |  | Vinutha
HCPB11_656 | Siemens Medical Solutions | 10787113 | 18L6 | Transducer | 18L6 Transducer For Ultrasound General |  |  | 90 Days |  | Acuson Redwood |  |  |  |  | https://digitalmedia.shop.siemens-healthineers.com/catalog/products/10787113_1_1280x1280.jpg | [29 empty] | Brand Name |  | Type |  | Size |  | Color |  | Material |  | Dimensions |  | For Use With | For Ultrasound General | [112 empty] | 2.337lb | 1 Piece | Transducer | 18L6 Transducer |  | https://shop.siemens-healthineers.com/en-us/product/A_10787113 | https://prompt.parts/product/product-10787113-18l6-transducer/ | https://directmedimaging.com/part/ultrasound/siemens/18l6-transducer-mp456-10787113/ | https://store.zrgmedical.com/products/10787113-siemens-transducer-probe-18l6-transducer-mp456 |  | Vinutha
HCPB11_657 | Siemens Medical Solutions | 10787116 |  | Transducer | DAX Transducer For Ultrasound General |  |  | 90 Days |  | Acuson Sequoia ST |  |  |  |  | https://digitalmedia.shop.siemens-healthineers.com/catalog/products/10787116_1_1280x1280.jpg | [29 empty] | Brand Name |  | Type | DAX | Size |  | Color |  | Material |  | Dimensions |  | For Use With | For Ultrasound General | [112 empty] | 2.998lb | 1 Piece | Transducer | DAX Transducer |  | https://shop.siemens-healthineers.com/en-us/product/A_10787116 | https://prompt.parts/product/product-10787116-dax-transducer/ | https://directmedimaging.com/part/ultrasound/siemens/dax-transducer-mp456-10787116/ |  |  | Vinutha
HCPB11_658 | Siemens Medical Solutions | 10787354 |  | Module | MCP PS Version 2.0 Output Module For Acuson X300 PE Ultrasound System |  |  | 90 Days |  | Acuson X 300/X 300 (RU) | [34 empty] | Brand Name |  | Type | MCP PS Version 2.0 Output | Size |  | Color |  | Material |  | Dimensions |  | For Use With | For Acuson X300 PE Ultrasound System | [112 empty] | 8.355lb | 1 Piece | Output Module | MCP PS Version 2.0 Output Module |  | https://shop.siemens-healthineers.com/en-us/product/A_10787354 | https://prompt.parts/product/product-10787354-x300-pe-mcp-ps-output-module-ver2-0/ | https://directmedimaging.com/part/ultrasound/siemens/x300-pe-mcp-ps-output-module-ver2-0-10787354/ |  |  | Vinutha
HCPB11_659 | Siemens Medical Solutions | 10789379 |  | Adapter | AcuNav Swiftlink Adapter For Ultrasound System |  |  | 90 Days |  | Acuson X 300/X 300 (RU) |  |  |  |  | https://digitalmedia.shop.siemens-healthineers.com/catalog/products/10789379_1_1280x1280.jpg | https://digitalmedia.shop.siemens-healthineers.com/catalog/products/10789379_2_1280x1280.jpg | [28 empty] | Brand Name |  | Type | AcuNav Swiftlink | Size |  | Color |  | Material |  | Dimensions |  | For Use With | For Ultrasound System | [112 empty] | 6.614lb | 1 Piece | Adapter | AcuNav Swiftlink Adapter |  | https://shop.siemens-healthineers.com/en-us/product/A_10789379 | https://prompt.parts/product/product-10789379-swiftlink-connector-dl260_g/ | https://directmedimaging.com/part/ultrasound/siemens/swiftlink-connector-dl260_g-10789379/ |  |  | Vinutha
HCPB11_66 | Datex-Ohmeda | 1505-5508-000 |  | Interface Board | PCA Exhalation Flow Interface Board For CARESCAPE™ R860, Engström Ventilator |  | The Printed Circuit Assembly (PCA) Exhalation Flow Interface Board is used in Engstrom ventilator, which is part of the respiratory care system. It is mounted on the outlet manifold panel assembly using compression spring and screws. This board is acting as an interface between the exhalation flow sensor board and the flow sensor through the connector interface cable. The flow sensor is a device used to monitor the airflow rate of a patient and measure the volume of gas dispensed from the O₂ and air channels during inhalation and exhalation. The PCA exhalation flow interface board is comprised of EMI filters, board mounted circular 4-position female connector, PCB and board mounted 8-contact female connector. This board is single layer with Electroless Nickel Immersion Gold (ENIG) finish. This board finish ensures solderability, and to protect the exposed copper circuitry. This board being used in Engstrom, ARC Testing Service, MS CARESCAPE™ Monitor B650, ARC Aestiva MRI, ARC Engstrom Carestation, ARC Light Monitor, Engstrom Pro, ARC Aspire 7900, MIC Panda™ ires Warmer, UL Voluson P8 and R860. | [7 empty] | https://services.gehealthcare.in/medias/1505-5508-000-001.jpg?context=bWFzdGVyfGltYWdlc3wzMzcxNjR8aW1hZ2UvanBlZ3xhVzFoWjJWekwyZ3dZUzlvTUdRdk9EZzJPVFl5T1RjMU5UUXlNaTVxY0djfGEyZTZlZGFiZTE5ZjM0ZDhjZDgyMjg0MmZlNTAzNTMyMjVlZjE4YTlkNGM0YzVjOTJiZjhjNTdhMGMyMDVlMGY | https://services.gehealthcare.in/medias/1505-5508-000-002.jpg?context=bWFzdGVyfGltYWdlc3wzNDI1MzV8aW1hZ2UvanBlZ3xhVzFoWjJWekwyaGpPQzlvWW1Rdk9EZzJPVGN4TXpReE1qRXlOaTVxY0djfDU5ZjQ5MTljNjU0NGJjZjVjNGQzOTQ5NmQyNjNkZDkxNTI4NWU1OTk4ZTAyMDk0NTY2MGJmMjljYjc2MmJmMDI | [8 empty] | http://www.frankshospitalworkshop.com/equipment/documents/ventilators/service_manuals/Datex%20Ohmeda%20Engstrom%20Ventilator%20-%20Service%20manual.pdf | [6 empty] | Long shelf Life | Hazardous materials are not used |  | Meets international standards for safety requirements | Electromagnetic Interference (EMI) protected | [8 empty] | Brand Name |  | Type | PCA Exhalation Flow | Size |  | Color |  | Material |  | Dimensions |  | For Use With | For CARESCAPE™ R860, Engström Ventilator | [114 empty] | Interface Board | PCA Exhalation Flow Interface Board | Engström Ventilator Interface Board | https://dev-services.gehealthcare.in/gehcstorefront/p/1505-5508-000 | https://services.gehealthcare.in/gehcstorefront/p/1505-5508-000 |  |  |  | Ashok
HCPB11_660 | Siemens Medical Solutions | 10789382 | 8V3 | Transducer | 8V3 Transducer For Ultrasound Transducer |  | The 8V3 transducer utilizes patented ACUSON™ micro-pinless (MP) connectors for an ergonomically designed high-density array transducer for pediatric and fetal echocardiography applications. Delivering superior performance across imaging modes, the 8V3 transducer offers a wide range of frequencies in 2D and color and spectral Doppler. Hanafy Lens transducer technology provides improved resolution and image uniformity. Supported modes include 2D (fundamental and harmonic), M-mode, color Doppler (CDV, DTI™ Doppler tissue imaging capability), and spectral Doppler (PW and CW). The 8V3 features MultiHertz™ multiple frequency imaging. | 90 Days |  | Acuson Sequoia 512/Sequoia/Sequoia S512 Refurb |  |  |  |  | https://digitalmedia.shop.siemens-healthineers.com/catalog/products/10789382_1_1280x1280.jpg | [29 empty] | Brand Name |  | Type |  | Size |  | Color |  | Material |  | Dimensions |  | For Use With | For Ultrasound Transducer | [112 empty] | 3.748lb | 1 Piece | Transducer | 8V3 Transducer |  | https://shop.siemens-healthineers.com/en-us/product/A_10789382 | https://prompt.parts/product/product-10789382-8v3-transducer_g/ | https://directmedimaging.com/part/ultrasound/siemens/8v3-transducer_g-10789382/ |  |  | Vinutha
HCPB11_661 | Siemens Medical Solutions | 10789393 | 9L4 | Transducer | 9L4 Transducer For Ultrasound Transducer |  | The 9L4 transducer utilizes the ACUSON™ patented micro-pinless (MP) connector and is based on Multi-D™ matrix array transducer technology and exceptional spatial resolution throughout the field of view This multi-row array transducer is contained in ergonomically designed microCase™ transducer miniaturization technology. This transducer technology, with its improved beam profile, creates unsurpassed image detail, clarity, and uniformity. Wideband MultiHertz™ multiple frequency imaging provides multiple transmission frequencies. Integrated microelectronics contained in an ergonomically designed microCase transducer and combined with a revolutionary SuppleFlex™ transducer cable provide a lightweight design to reduce operator fatigue. | 90 Days |  | Acuson S/SC2000/S2000 Refurb/S1000 |  |  |  |  | https://digitalmedia.shop.siemens-healthineers.com/catalog/products/10789393_1_1280x1280.jpg | [29 empty] | Brand Name |  | Type |  | Size |  | Color |  | Material |  | Dimensions |  | For Use With | For Ultrasound Transducer | [112 empty] | 3.748lb | 1 Piece | Transducer | 9L4 Transducer |  | https://shop.siemens-healthineers.com/en-us/product/A_10789393 | https://prompt.parts/product/product-10789393-9l4-transducer_g/ | https://directmedimaging.com/part/ultrasound/siemens/9l4-transducer_g-10789393/ |  |  | Vinutha
HCPB11_662 | Siemens Medical Solutions | 10835472 |  | Cushion | Easy X-Change Spine Cushion For MRI Scanner |  | Spine Cushion Easy X-Change for a comfotable positioning of patient's spine. | 90 Days |  | Magnetom Aera/Skyra/Avanto fit |  |  |  |  | https://digitalmedia.shop.siemens-healthineers.com/catalog/products/10835472_1_1280x1280.jpg | https://digitalmedia.shop.siemens-healthineers.com/catalog/products/10835472_2_1280x1280.jpg | [28 empty] | Brand Name |  | Type | Easy X-Change Spine | Size |  | Color |  | Material |  | Dimensions |  | For Use With | For MRI Scanner | [112 empty] | 6.614lb | 1 Piece | Spine Cushion | Easy X-Change Spine Cushion |  | https://www.shop.siemens-healthineers.com/en-in/product/A_10835472 | https://prompt.parts/product/product-10835472-easy-x-change-spine-cushion/ | https://directmedimaging.com/part/mri/siemens/easy-x-change-spine-cushion-10835472/ |  |  | Vinutha
HCPB11_663 | Siemens Medical Solutions | 10840406 |  | Adapter | Service Plug Adapter For Vida MRI Scanner |  |  | 90 Days |  | Magnetom Aera/Skyra/Spectra (CN)/Amira |  |  |  |  | https://digitalmedia.shop.siemens-healthineers.com/catalog/products/10840406_1_1280x1280.jpg | [29 empty] | Brand Name |  | Type | Service Plug | Size |  | Color |  | Material |  | Dimensions |  | For Use With | For Vida MRI Scanner | [112 empty] | 13.228lb | 1 Piece | Adapter | Service Plug Adapter |  | https://shop.siemens-healthineers.com/en-us/product/A_10840406 | https://prompt.parts/product/product-10840406-service-plug-adapters-for-vida/ | https://directmedimaging.com/part/mri/siemens/service-plug-adapters-for-vida-10840406/ |  |  | Vinutha
HCPB11_664 | Siemens Medical Solutions | 10848519 |  | Kathobox | Kathobox Pro For Cath Lab |  |  | 90 Days |  | Multix Top, Multix Top Acss/Acss P |  |  |  |  | https://digitalmedia.shop.siemens-healthineers.com/catalog/products/10848519_1_1280x1280.jpg | [29 empty] | Brand Name |  | Type | Pro | Size |  | Color |  | Material |  | Dimensions |  | For Use With | For Cath Lab | [112 empty] | 8.818lb | 1 Piece | Kathobox Pro |  |  | https://shop.siemens-healthineers.com/en-us/product/A_10848519 | https://prompt.parts/product/product-10848519-kathobox-pro/ | https://directmedimaging.com/part/x-ray/siemens/kathobox-pro-10848519/ |  |  | Vinutha
HCPB11_665 | Siemens Medical Solutions | 10848552 |  | Cushion | Armboard Cushion For Angio Lab |  | Cushion For Armboard - Provides A More Comfortable Positioning Of Patient's Arm. | 90 Days |  | Artis zee FA/ceiling/multi-purpose/BA |  |  |  |  | https://digitalmedia.shop.siemens-healthineers.com/catalog/products/10848552_1_1280x1280.jpg | [29 empty] | Brand Name |  | Type | Armboard | Size |  | Color |  | Material |  | Dimensions |  | For Use With | For Angio Lab | [112 empty] | 3.241lb | 1 Piece | Cushion | Armboard Cushion |  | https://shop.siemens-healthineers.com/en-us/product/A_10848552 | https://prompt.parts/product/product-10848552-armboard-radialis-cushion/ | https://directmedimaging.com/part/x-ray/siemens/armboard-radialis-cushion-10848552/ |  |  | Vinutha
HCPB11_666 | Siemens Medical Solutions | 10848612 |  | Assembly | ECC V3 Console Assembly For Cath Lab |  |  | 90 Days |  | Artis Q Floor/Celling/Zeego |  |  |  |  | https://digitalmedia.shop.siemens-healthineers.com/catalog/products/10848612_1_1280x1280.jpg | [29 empty] | Brand Name |  | Type | ECC V3 Console | Size |  | Color |  | Material |  | Dimensions |  | For Use With | For Cath Lab | [112 empty] | 8.047lb | 1 Piece | Console Assembly | ECC V3 Console Assembly |  | https://shop.siemens-healthineers.com/en-us/product/A_10848612 | https://directmedimaging.com/part/x-ray/siemens/ecc-v3-10848612/ | https://prompt.parts/product/product-10848612-ecc-v3/ |  |  | Vinutha
HCPB11_667 | Siemens Medical Solutions | 10854556 |  | Assembly | Printed Wiring Assembly For SC2000, RAD11 Ultrasound System |  |  | 90 Days |  | Acuson SC2000 |  |  |  |  | https://digitalmedia.shop.siemens-healthineers.com/catalog/products/10854556.jpg | [29 empty] | Brand Name |  | Type | Printed Wiring | Size |  | Color |  | Material |  | Dimensions |  | For Use With | For SC2000, RAD11 Ultrasound System | [112 empty] | 7.430lb | 1 Piece | Assembly | Printed Wiring Assembly |  | https://shop.siemens-healthineers.com/en-us/product/A_10854556 | https://prompt.parts/product/product-10854556-pwa-sc2000-rad11/ | https://directmedimaging.com/part/ultrasound/siemens/pwa-sc2000-rad11-10854556/ |  |  | Vinutha
HCPB11_668 | Siemens Medical Solutions | 10860587 | 3543Ezh | Grid | 3543Ezh JPI 5/85 F115 Grid For Rad/Fluoro Room |  |  | 90 Days |  | Mobilett Mira Max, Ysio Max, Luminos dRF Max | [34 empty] | Brand Name |  | Type | JPI 5/85 F115 | Size |  | Color |  | Material |  | Dimensions |  | For Use With | For Rad/Fluoro Room | [112 empty] | 5.181lb | 1 Piece | Grid | 3543EZH JPI 5/85 F115 Grid | Rad/Fluoro Room Grid | https://shop.siemens-healthineers.com/en-us/product/A_10860587 | https://prompt.parts/product/product-10860587-grid-3543ezh-jpi-5-85-f115/ | https://directmedimaging.com/part/x-ray/siemens/grid-3543ezh-jpi-5-85-f115-10860587/ |  |  | Vinutha
HCPB11_669 | Siemens Medical Solutions | 10860803 |  | Set | SAPM Pins Repair Set For Portable X-Ray |  |  | 90 Days |  | Axiom Luminos dRF, Mobilett Mira, Ysio |  |  |  |  | https://digitalmedia.shop.siemens-healthineers.com/catalog/products/10860803_1_1280x1280.jpg | [29 empty] | Brand Name |  | Type | SAPM Pins Repair | Size |  | Color |  | Material |  | Dimensions |  | For Use With | For Portable X-Ray | [112 empty] | 1.102lb | 1 Piece | Repair Set | SAPM Pins Repair Set |  | https://shop.siemens-healthineers.com/en-us/product/A_10860803 | https://www.probomedical.com/shop/siemens-healthineers/siemens-10860803/ | https://www.mediram.net/10860803-sapm-pins-repair-set | https://prompt.parts/product/product-10860803-sapm-pins-repair-set/ | https://directmedimaging.com/part/x-ray/siemens/sapm-pins-repair-set-10860803/ | Vinutha
HCPB11_67 | Datex-Ohmeda | 2063832-001 |  | Service Application | Aisys CS2 PC Service Application For ARC Aestiva MRI |  | The Aisys CS2 PC Service Application is comprised of USB drive loaded with software media for servicing Aisys CS2 PC. The USB drive is a compact flash memory storage device. The drive's secure access software offers password protection with 128-bit AES encryption to keep files safe. It is backwards compatible with existing USB 2.0 ports allowing users to migrate to 3.0 in the future without replacing their drive. It is used in many systems UL Voluson P8, MS CIC Pro, UL LOGIQ Book XP, MIC Panda™ iRES Warmer, ARC Aestiva MRI, ARC Aisys and ARC Monitor CardioCap 5. | [7 empty] | https://services.gehealthcare.in/medias/2063832-001-1.jpg?context=bWFzdGVyfGltYWdlc3w1OTkwMXxpbWFnZS9qcGVnfGFXMWhaMlZ6TDJneFlpOW9aVEV2T0RneU9EZzNOVEkwTXpVMU1DNXFjR2N8MTNiZmMzNDE2NDc2Y2U3NmY0YjIyMDQ2OGRkOTYwZjNlZGI5N2ZjYzViOTVhNmEyYjBjNjYwYzhjMmY5ZTViNg | [16 empty] | Software media for servicing Aisys CS2 PC | Software media for servicing Aisys CS2 PC | USB 3.0 and 2.0 compatible | 128-bit AES encryption | [9 empty] | Brand Name |  | Type | Aisys CS2 PC | Size |  | Color |  | Material |  | Dimensions |  | For Use With | For ARC Aestiva MRI, ARC Aisys and ARC Monitor CardioCap 5. | Capacities | 64GB | [112 empty] | Aisys CS2 PC Service Application |  |  | https://dev-services.gehealthcare.in/gehcstorefront/p/2063832-001 | https://services.gehealthcare.in/gehcstorefront/p/2063832-001 |  |  |  | Ashok
HCPB11_670 | Siemens Medical Solutions | 10864213 |  | Tower | 12g Computer IRS Tower For SPECT/CT Scanner |  |  | 90 Days |  | Somatom Spirit/Emotion 6/Emotion 16 |  |  |  |  | https://digitalmedia.shop.siemens-healthineers.com/catalog/products/10864213_1_1280x1280.jpg | [29 empty] | Brand Name |  | Type | Computer IRS | Size |  | Color |  | Material |  | Dimensions |  | For Use With | For SPECT/CT Scanner | [112 empty] | 48.501lb | 1 Piece | IRS Tower | Computer IRS Tower | CT Scanner Computer IRS Tower | https://shop.siemens-healthineers.com/en-us/product/A_10864213 | https://prompt.parts/product/product-10864213-irs-tower-12g/ | https://directmedimaging.com/part/ct/siemens/computer-irs-tower-12g-10864213/ |  |  | Vinutha
HCPB11_671 | Siemens Medical Solutions | 10890321 |  | Cover | Card 70 Grey Mattress Cover For Cath Lab |  |  | 90 Days |  | Artis zee FA/Ceiling/BA | [34 empty] | Brand Name |  | Type | Card 70 Mattress | Size |  | Color | Grey | Material |  | Dimensions |  | For Use With | For Cath Lab | [112 empty] | 28.660lb | 1 Piece | Mattress Cover | Card 70 Grey Mattress Cover |  | https://shop.siemens-healthineers.com/en-us/product/A_10890321 | https://prompt.parts/product/product-10890321-mattress-card-70-grey/ | https://directmedimaging.com/part/x-ray/siemens/mattress-card-70-grey-10890321/ |  |  | Vinutha
HCPB11_672 | Siemens Medical Solutions | 10893402 |  | Switch | Foot Switch For C-Arm System |  |  | 90 Days |  | Cios Select |  |  |  |  | https://digitalmedia.shop.siemens-healthineers.com/catalog/products/10893402_1_1280x1280.jpg | [29 empty] | Brand Name |  | Type | Foot | Size |  | Color |  | Material |  | Dimensions |  | For Use With | For C-Arm System | [112 empty] | 3.990lb | 1 Piece | Switch | Foot Switch |  | https://shop.siemens-healthineers.com/en-us/product/A_10893402 | https://prompt.parts/product/product-10893402-foot-switch/ | https://directmedimaging.com/part/x-ray/siemens/foot-switch-10893402/ |  |  | Vinutha
HCPB11_673 | Siemens Medical Solutions | 10909403 |  | Cable | 10-Lead LEC1 Trunk Cable With 14-pole Redel Plug |  |  | 90 Days |  | Sensis, Sensis Lite, VM Virtual Server |  |  |  |  | https://digitalmedia.shop.siemens-healthineers.com/catalog/products/10909403.jpg | [29 empty] | Brand Name |  | Type | 10-Lead LEC1 Trunk | Size |  | Color |  | Material |  | Dimensions |  | For Use With | For Cath Lab | Diameter | 2m | With | With 14-pole Redel Plug | [108 empty] | 1.025lb | 1 Piece | Trunk Cable | 10-Lead LEC1 Trunk Cable |  | https://shop.siemens-healthineers.com/en-us/product/A_10909403 | https://prompt.parts/product/product-10909403-hisib-ecg-cable-iec1-2m-55cndtr/ | https://directmedimaging.com/part/x-ray/siemens/hisib-ecg-cable-iec1-2m-55cndtr-10909403/ |  |  | Vinutha
HCPB11_674 | Siemens Medical Solutions | 10961593 |  | Mouse | Mouse 3-butt. Wheelmouse Usb/ps2 For Mammo Unit |  | 3 Button Mouse With Scroll Wheel And Ps/2 Connector Incl. Usb Adapter. | 90 Days |  | Coherence AG Therapist, Axiom Sensis, Combo 64 IECG, Axiom Sensis Hemo Low |  |  |  |  | https://digitalmedia.shop.siemens-healthineers.com/catalog/products/10961593_1_1280x1280.jpg | [29 empty] | Brand Name |  | Type | Wheel | Size |  | Color |  | Material |  | Dimensions |  | For Use With | For Mammo Unit | Number Of Buttons | 3 | [110 empty] | 0.794lb | 1 Piece | Mouse | Wheelmouse |  | https://shop.siemens-healthineers.com/en-us/product/A_10961593 | https://prompt.parts/product/product-10961593-mouse-3-butt-wheelmouse-usb-ps2/ | https://directmedimaging.com/part/x-ray/siemens/mouse-3-butt-wheelmouse-usb-ps2-10961593/ |  |  | Vinutha
HCPB11_675 | Siemens Medical Solutions | 11001401 | L8-3 | Transducer | L8-3 Transducer For Ultrasound General |  |  | 90 Days |  | Acuson Freestyle |  |  |  |  | https://digitalmedia.shop.siemens-healthineers.com/catalog/products/11001401_1_1280x1280.jpg | [29 empty] | Brand Name |  | Type |  | Size |  | Color |  | Material |  | Dimensions |  | For Use With | For Ultrasound General | [112 empty] | 0.882lb | 1 Piece | Transducer | L8-3 Transducer |  | https://shop.siemens-healthineers.com/en-us/product/A_11001401 | https://prompt.parts/product/product-11001401-probe-l8-3/ | https://directmedimaging.com/part/ultrasound/siemens/probe-l8-3-11001401/ |  |  | Vinutha
HCPB11_676 | Siemens Medical Solutions | 11060739 |  | Panel | Left Control Panel For MRI Scanner |  |  | 90 Days |  | Magnetom Verio/Verio Dot/Verio Dot Upgr |  |  |  |  | https://digitalmedia.shop.siemens-healthineers.com/catalog/products/11060739_1_1280x1280.jpg | [29 empty] | Brand Name |  | Type | Left Control | Size |  | Color |  | Material |  | Dimensions |  | For Use With | For MRI Scanner | Standards | RoHS Compliant | [110 empty] | 3.153lb | 1 Piece | Control Panel | Left Control Panel |  | https://shop.siemens-healthineers.com/en-us/product/A_11060739 | https://prompt.parts/product/product-11060739-left-control-panel-rohs/ | https://directmedimaging.com/part/mri/siemens/left-control-panel-rohs-11060739/ |  |  | Vinutha
HCPB11_677 | Siemens Medical Solutions | 11061593 | WCU2416 | Monitor | WCU2416 Color Monitor With Stand For CT Scanner |  |  | 90 Days |  | Somatom go.Now/go.Now (BR)/go.Now (CN) |  |  |  |  | https://digitalmedia.shop.siemens-healthineers.com/catalog/products/11061593_1_1280x1280.jpg | [29 empty] | Brand Name |  | Type | Color | Size |  | Color |  | Material |  | Dimensions |  | For Use With | For CT Scanner | With | With Stand | [110 empty] | 20.944lb | 1 Piece | Monitor | Color Monitor |  | https://shop.siemens-healthineers.com/en-us/product/A_11061593 | https://prompt.parts/product/product-11061593-wcu2416-monitor-with-foot/ | https://prompt.parts/product/product-11061593-wcu2416-monitor-with-foot/ |  |  | Vinutha
HCPB11_678 | Siemens Medical Solutions | 11061878 | DV-W5600S | Drive | DV-W5600S DVD-Rec Drive For C-Arm System |  |  | 90 Days |  | Axiom Aristos TX, Magnetom Symphony Syngo MR/MR Upgrade |  |  |  |  | https://digitalmedia.shop.siemens-healthineers.com/catalog/products/11061878.jpg | [29 empty] | Brand Name |  | Type | DVD-Rec | Size |  | Color |  | Material |  | Dimensions |  | For Use With | For C-Arm System | [112 empty] | 2.094lb | 1 Piece | Drive | DVD-Rec Drive |  | https://shop.siemens-healthineers.com/en-us/product/A_11061878 | https://prompt.parts/product/product-11061878-drive-dvd-rec-dv-w5600s-bk/ | https://directmedimaging.com/part/mri/siemens/drive-dvd-rec-dv-w5600s-bk-11061878/ |  |  | Vinutha
HCPB11_679 | Siemens Medical Solutions | 11061881 | DV-W5600S | Rrecorder | DV-W5600S CT-Replacem DVD-Rrecorder For SPECT/CT |  |  | 90 Days |  | Somatom Definition/Definition AS/Spirit | [34 empty] | Brand Name |  | Type | CT-Replacement DVD | Size |  | Color |  | Material |  | Dimensions |  | For Use With | For SPECT/CT | [112 empty] | 2.050lb | 1 Piece | DVD-Rrecorder | DV-W5600S CT-Replacem DVD-Rrecorder |  | https://shop.siemens-healthineers.com/en-us/product/A_11061881 | https://prompt.parts/product/product-11061881-dvd-rec-dv-w5600s/ | https://shop.siemens-healthineers.com/en-us/product/A_11061881 |  |  | Vinutha
HCPB11_68 | Datex-Ohmeda | 2087640-001-S |  | Sensor | ABS Autoclavable Anesthesia Flow Sensor For Aespire, Aestiva, Avance and Aisys products |  | Flow sensor – autoclavable: Newest flow sensor designed to work in the presence of moisture with pressure sense lines kink prevention. Single piece flow sensor body design with titanium flapper. Will last for a minimum of 1 year. Can be used in MRI environments. | [7 empty] | https://services.gehealthcare.in/medias/2087640-001-S-Anesthesia-Flow-Sensor-ABS-Autoclavable.jpg?context=bWFzdGVyfGltYWdlc3w5NDUwNXxpbWFnZS9qcGVnfGFXMWhaMlZ6TDJnMllpOW9aRGN2T0Rrek9UWXlNVGt3T0RVeE1DNXFjR2N8YTcxMzM3NThlYzc4MTNiZmQ3ZDM4MjYyYzdiYjdmMGQzNmU4ZjY0YjFmYTc2ZjE3YjEyNzQyYWU1NmFkOTM0YQ | [9 empty] | https://www.gehealthcare.co.uk/-/jssmedia/b838ab5427814fc3ab23a6d0a0a2b8e6.pdf | [6 empty] | Bi-directional flow measurement | Employs variable orifice technology for measuring airflow | [11 empty] | Brand Name |  | Type | ABS Autoclavable Anesthesia Flow | Size |  | Color |  | Material |  | Dimensions |  | For Use With | For Aespire, Aestiva, Avance and Aisys products | Operating Temperature Range | 5 to 40°C | [111 empty] | Each | Autoclavable Flow Sensor | ABS Autoclavable Flow Sensor | Anesthesia Flow Sensor | https://services.gehealthcare.in/gehcstorefront/p/2087640-001-S |  |  |  |  | Ashok
HCPB11_680 | Siemens Medical Solutions | 11104999 |  | Battery | Portable Pixium Battery For Rad/Fluoro Room |  |  | 90 Days |  | Artpix Mobile (Main 006-XPC0065130). Artpix Mobile EZ2GO II |  |  |  |  | https://digitalmedia.shop.siemens-healthineers.com/catalog/products/11104999.jpg | [29 empty] | Brand Name |  | Type | Portable Pixium | Size |  | Color |  | Material |  | Dimensions |  | For Use With | For Rad/Fluoro Room | [112 empty] | 0.529lb | 1 Piece | Battery | Pixium Battery | Portable Pixium Battery | https://shop.siemens-healthineers.com/en-us/product/A_11104999 | https://prompt.parts/product/product-11104999-battery-pixium-portable/ | https://directmedimaging.com/part/x-ray/siemens/battery-pixium-portable-11104999/ |  |  | Vinutha
HCPB11_681 | Siemens Medical Solutions | 11147269 |  | Assembly | BE3-Rohs HD Printed Wiring Assembly For Ultrasound General |  |  | 90 Days |  | Acuson S2000/S1000/S3000 | [14 empty] | x | [19 empty] | Brand Name |  | Type | BE3-Rohs HD Printed Wiring | Size |  | Color |  | Material |  | Dimensions |  | For Use With | For Ultrasound General | [112 empty] | 5.512lb | 1 Piece | Wiring Assembly | Printed Wiring Assembly |  | https://shop.siemens-healthineers.com/en-us/product/A_11147269 | https://prompt.parts/product/product-11147269-pwa-be3-rohs-hd/ | https://directmedimaging.com/part/ultrasound/siemens/pwa-be3-rohs-hd-11147269/ |  |  | Vinutha
HCPB11_682 | Siemens Medical Solutions | 11171888 |  | Monitor | 19in Display Color Monitor For Mammo Unit |  |  | 90 Days |  | Multix Top, Multix Top Acss/Acss P |  |  |  |  | https://i.ebayimg.com/images/g/chYAAOSw2VVnTbye/s-l1600.webp | https://i.ebayimg.com/images/g/nkAAAOSwoRFnTbye/s-l1600.webp | [28 empty] | Brand Name |  | Type | Color | Size |  | Color |  | Material |  | Dimensions |  | For Use With | For Mammo Unit | Display | 19in | [110 empty] | 17.637lb | 1 Piece | Monitor | Color Monitor |  | https://shop.siemens-healthineers.com/en-us/product/A_11171888 | https://prompt.parts/product/product-11171888-monitor-color-19-mx194-si/ | https://directmedimaging.com/part/x-ray/siemens/monitor-color-19-mx194-si-11171888/ | https://www.ebay.com/itm/325284316851 |  | Vinutha
HCPB11_683 | Siemens Medical Solutions | 11252270 |  | Bar | Foc Cut-off Bar For Rad/Fluoro Room |  |  | 90 Days |  | Axiom Luminos dRF, Luminos dRF Max, Luminos Lotus Max |  |  |  |  | https://digitalmedia.shop.siemens-healthineers.com/catalog/products/11252270.jpg | [29 empty] | Brand Name |  | Type | Foc Cut-off | Size |  | Color |  | Material |  | Dimensions |  | For Use With | For Rad/Fluoro Room | [112 empty] | 5.512lb | 1 Piece | Cut-off Bar | FOC Cut-off Bar |  | https://shop.siemens-healthineers.com/en-us/product/A_11252270 | https://prompt.parts/product/product-11252270-foc-cut-off-bar/ | https://directmedimaging.com/part/x-ray/siemens/foc-cut-off-bar-11252270/ |  |  | Vinutha
HCPB11_684 | Siemens Medical Solutions | 11255775 |  | Button | Erdu Remote Button For MRI Scanner |  |  | 90 Days |  | Magnetom Avanto/Espree, Magnet System OR76 |  |  |  |  | https://digitalmedia.shop.siemens-healthineers.com/catalog/products/11255775_1_1280x1280.jpg | [29 empty] | Brand Name |  | Type | Erdu Remote | Size |  | Color |  | Material |  | Dimensions |  | For Use With | For MRI Scanner | [112 empty] | 1.389lb | 1 Piece | Remote Button | Erdu Remote Button |  | https://shop.siemens-healthineers.com/en-us/product/A_11255775 | https://prompt.parts/product/product-11255775-erdu-remote-button-siemens/ | https://directmedimaging.com/part/mri/siemens/erdu-remote-button-siemens-11255775/ |  |  | Vinutha
HCPB11_685 | Siemens Medical Solutions | 11268278 | 5C1 | Transducer | 5C1 Transducer For Ultrasound General |  |  | 90 Days |  | Acuson Juniper |  |  |  |  | https://digitalmedia.shop.siemens-healthineers.com/catalog/products/11268278_1_1280x1280.jpg | [29 empty] | Brand Name |  | Type |  | Size |  | Color |  | Material |  | Dimensions |  | For Use With | For Ultrasound General | [112 empty] | 2.205lb | 1 Piece | Transducer | 5C1 Transducer |  | https://shop.siemens-healthineers.com/en-us/product/A_11268278 | https://prompt.parts/product/product-11268278-5c1-transducer/ | https://directmedimaging.com/part/ultrasound/siemens/5c1-transducer-tc-zif-11268278/ |  |  | Vinutha
HCPB11_686 | Siemens Medical Solutions | 11268441 | C065 | Power Supply Unit | C065 Power Supply Unit For Ultrasound General |  |  | 90 Days |  | Acuson Juniper | [34 empty] | Brand Name |  | Type |  | Size |  | Color |  | Material |  | Dimensions |  | For Use With | For Ultrasound General | [112 empty] | 17.637lb | 1 Piece | Power Supply Unit | C065 Power Supply Unit |  | https://shop.siemens-healthineers.com/en-us/product/A_11268441 | https://prompt.parts/product/product-11268441-c065-psu/ | https://directmedimaging.com/part/ultrasound/siemens/c065-psu-11268441/ |  |  | Vinutha
HCPB11_687 | Siemens Medical Solutions | 11284295 |  | Cable | HCU Medlink-us-(Aha) ECG Cable For Ultrasound General |  | Cable For Ecg Signal (Us Standard) From Patient To System. | 90 Days |  | Acuson P500 |  |  |  |  | https://digitalmedia.shop.siemens-healthineers.com/catalog/products/11284295_1_1280x1280.jpg | [29 empty] | Brand Name |  | Type | HCU Medlink-us-(Aha) ECG | Size |  | Color |  | Material |  | Dimensions |  | For Use With | For Ultrasound General | [112 empty] | 0.613lb | 1 Piece | Cable | HCU Medlink-us-(Aha) ECG Cable |  | https://shop.siemens-healthineers.com/en-us/product/A_11284295 | https://prompt.parts/product/product-11284295-cable-hcu-ecg-medlink-us/ | https://directmedimaging.com/part/ultrasound/siemens/cable-hcu-ecg-medlink-us-aha-11284295/ |  |  | Vinutha
HCPB11_688 | Siemens Medical Solutions | 11284921 | 8VC3 | Transducer | 8VC3 Transducer For Ultrasound General |  |  | 90 Days |  | Acuson Juniper |  |  |  |  | https://digitalmedia.shop.siemens-healthineers.com/catalog/products/11284921_1_1280x1280.jpg | [29 empty] | Brand Name |  | Type |  | Size |  | Color |  | Material |  | Dimensions |  | For Use With | For Ultrasound General | [112 empty] | 3.417lb | 1 Piece | Transducer | 8VC3 Transducer |  | https://shop.siemens-healthineers.com/en-us/product/A_11284921 | https://prompt.parts/product/product-11284921-8vc3-transducer/ | https://directmedimaging.com/part/ultrasound/siemens/8vc3-transducer-tc-zif-11284921/ |  |  | Vinutha
HCPB11_689 | Siemens Medical Solutions | 11284926 |  | Transducer | L10-5V Linear Transducer For Ultrasound General |  |  | 90 Days |  | Acuson NX2/NX2 Elite |  |  |  |  | https://digitalmedia.shop.siemens-healthineers.com/catalog/products/11284926_1_1280x1280.jpg | [29 empty] | Brand Name |  | Type | L10-5V Linear | Size |  | Color |  | Material |  | Dimensions |  | For Use With | For Ultrasound General | [112 empty] | 3.307lb | 1 Piece | Transducer | L10-5V Linear Transducer |  | https://shop.siemens-healthineers.com/en-us/product/A_11284926 | https://prompt.parts/product/product-11284926-l10-5v-linear-transducer/ | https://directmedimaging.com/part/ultrasound/siemens/l10-5v-linear-transducer-11284926/ |  |  | Vinutha
HCPB11_69 | Datex-Ohmeda | 2096534-102 |  | Tube | 1.5m L 22mm Cuff Silicone Adult Reusable Patient Tube For Aespire 7900 | [9 empty] | https://services.gehealthcare.in/medias/2096534-102-Patient-Tube-Adult-Reusable-Silicone-1-5M.jpg?context=bWFzdGVyfGltYWdlc3w4NjIzNnxpbWFnZS9qcGVnfGFXMWhaMlZ6TDJnNVlpOW9NemN2T0Rrek9EWTNPVGs1TWpNMU1DNXFjR2N8MDYwYWU2MmU4YWE2Y2QxZGFkNDFkMDlmNDA1YTAwYjQxYTAwNmIwYjY3OTcyZjRjZTk5ZWY1ZTdmNmE2MmZjNQ | [9 empty] | https://www.gehealthcare.co.uk/-/jssmedia/b838ab5427814fc3ab23a6d0a0a2b8e6.pdf | [19 empty] | Brand Name |  | Type | Patient | Size |  | Color |  | Material | Silicone | Dimensions |  | For Use With | For Aespire 7900, 7100, Aestiva MRI, Aestiva Induction | Age Group | Adult | Length | 1.5m | Cuff Size | 22mm | Connections | 22F-22F | Usage | Reusable | [103 empty] | 1/Box | Patient Tube | Reusable Patient Tube | Adult Patient Tube | https://dev-services.gehealthcare.in/gehcstorefront/p/2096534-102 | https://services.gehealthcare.in/gehcstorefront/p/2096534-102 |  |  |  | Ashok
HCPB11_690 | Siemens Medical Solutions | 11287361 |  | Panel | Rafi Gen3 Control Panel Without Display For Ultrasound General |  |  | 90 Days |  | Acuson S2000/S2000 Refurb/S1000/S3000 |  |  |  |  | https://digitalmedia.shop.siemens-healthineers.com/catalog/products/11287361.jpg | [29 empty] | Brand Name |  | Type | Control | Size |  | Color |  | Material |  | Dimensions |  | For Use With | For Ultrasound General | Without | Without Display | [110 empty] | 12.125lb | 1 Piece | Control Panel | Gen3 Control Panel | Control Panel Without Display | https://shop.siemens-healthineers.com/en-us/product/A_11287361 | https://prompt.parts/product/product-11287361-control-panel-rafi-gen3-w-o-disp-s-fam/ | https://directmedimaging.com/part/ultrasound/siemens/control-panel-rafi-gen3-w-o-disp-11287361/ |  |  | Vinutha
HCPB11_691 | Siemens Medical Solutions | 11287404 |  | Gel | CMPS Warmer Gel For Ultrasound General |  | Heats Gel For Patient Comfort. | 90 Days |  | Acuson Sequoia ST |  |  |  |  | https://digitalmedia.shop.siemens-healthineers.com/catalog/products/11287404_1_1280x1280.jpg | [29 empty] | Brand Name |  | Type |  | Size |  | Color |  | Material |  | Dimensions |  | For Use With | For Ultrasound General | [112 empty] | 1.323lb | 1 Piece | Ultrasound Warmer Gel | CMPS Warmer Gel |  | https://shop.siemens-healthineers.com/en-us/product/A_11287404 | https://prompt.parts/product/product-11287404-gel-warmer-cmps/ | https://directmedimaging.com/part/ultrasound/siemens/gel-warmer-cmps-11287404/ |  |  | Vinutha
HCPB11_692 | Siemens Medical Solutions | 11287517 |  | Assembly | 2TB Capacity S-Fam Hard Disk Drive Assembly For Ultrasound General |  |  | 90 Days |  | Acuson S2000/S2000 Refurb/S1000/S3000 |  |  |  |  | https://digitalmedia.shop.siemens-healthineers.com/catalog/products/11287517.jpg | [29 empty] | Brand Name |  | Type | S-Fam Hard Disk Drive | Size |  | Color |  | Material |  | Dimensions |  | For Use With | For Ultrasound General | Capacity | 2TB | Interface | SATA_2 | [108 empty] | 1.940lb | 1 Piece | Hard Disk Drive Assembly | S-Fam Hard Disk Drive Assembly |  | https://shop.siemens-healthineers.com/en-us/product/A_11287517 | https://prompt.parts/product/product-11287517-hdd-st2000nm0125-2tb-3gbit/ | https://directmedimaging.com/part/ultrasound/siemens/hdd-assy-2tb-sata_2-s-fam-11287517/ |  |  | Vinutha
HCPB11_693 | Siemens Medical Solutions | 11289564 | 9VE4 | Transducer | 9VE4 Transducer For Ultrasound General |  |  | 90 Days |  | Acuson Redwood | [34 empty] | Brand Name |  | Type |  | Size |  | Color |  | Material |  | Dimensions |  | For Use With | For Ultrasound General | [112 empty] | 4.586lb | 1 Piece | Transducer | 9VE4 Transducer |  | https://shop.siemens-healthineers.com/en-us/product/A_11289564 | https://prompt.parts/product/product-11289564-9ve4-transducer/ | https://directmedimaging.com/part/ultrasound/siemens/9ve4-transducer-mp456-11289564/ |  |  | Vinutha
HCPB11_694 | Siemens Medical Solutions | 11291494 |  | Device | Filling Pump Device For MRI Scanner |  |  | 90 Days |  | Magnetom Avanto/Espree/Trio. A Tim | [34 empty] | Brand Name |  | Type | Filling Pump | Size |  | Color |  | Material |  | Dimensions |  | For Use With | For MRI Scanner | [112 empty] | 9.700lb | 1 Piece | Pump Device | Filling Pump Device |  | https://shop.siemens-healthineers.com/en-us/product/A_11291494 | https://prompt.parts/product/product-11291494-filling-pump-device/ | https://directmedimaging.com/part/mri/siemens/filling-pump-device-11291494/ |  |  | Vinutha
HCPB11_695 | Siemens Medical Solutions | 11321256 |  | Tube Cooling | One4all Tube Cooling For Cath Lab |  |  | 90 Days |  | Artis zee FA/ceiling/multi-purpose/BA |  |  |  |  | https://digitalmedia.shop.siemens-healthineers.com/catalog/products/11321256.jpg | [29 empty] | Brand Name |  | Type | One4all | Size |  | Color |  | Material |  | Dimensions |  | For Use With | For Cath Lab | [112 empty] | 79.366lb | 1 Piece | Tube Cooling | One4all Tube Cooling |  | https://shop.siemens-healthineers.com/en-us/product/A_11321256 | https://prompt.parts/product/product-11321256-tube-cooling-one4all/ | https://directmedimaging.com/part/na/siemens/connector-tubecooling-11321256-11578968/ |  |  | Vinutha
HCPB11_696 | Siemens Medical Solutions | 11363826 |  | Handle | Arm Handle For Portable X-Ray |  |  | 90 Days |  | Mobilett Elara Max | [34 empty] | Brand Name |  | Type | Arm | Size |  | Color |  | Material |  | Dimensions |  | For Use With | For Portable X-Ray | [114 empty] | Handle | Arm Handle |  |  | https://prompt.parts/product/product-11363826-arm-handle/ | https://directmedimaging.com/part/x-ray/siemens/arm-handle-11363826/ |  |  | Vinutha
HCPB11_697 | Siemens Medical Solutions | 11366802 | IVS-S BB3.5 | PC | IVS-S BB3.5 PC For Cath Lab |  |  | 90 Days |  | Artis zee FA/ceiling/multi-purpose/BA | [34 empty] | Brand Name |  | Type |  | Size |  | Color |  | Material |  | Dimensions |  | For Use With | For Cath Lab | [112 empty] | 46.297lb | 1 Piece | PC | IVS-S BB3.5 PC |  | https://shop.siemens-healthineers.com/en-us/product/A_11366802 | https://prompt.parts/product/product-11366802-ivs-s-bb3-5-pc/ | https://prompt.parts/product/product-11366802-ivs-s-bb3-5-pc/ |  |  | Vinutha
HCPB11_698 | Siemens Medical Solutions | 11433522 |  | Inverter | D860 Main Inverter For Portable X-Ray |  |  | 90 Days |  | Mobilett Elara Max | [34 empty] | Brand Name |  | Type | D860 Main | Size |  | Color |  | Material |  | Dimensions |  | For Use With | For Portable X-Ray | [112 empty] | 3.748lb | 1 Piece | Inverter | D860 Main Inverter |  | https://shop.siemens-healthineers.com/en-us/product/A_11433522 | https://prompt.parts/product/product-11433522-d860-main-inverter/ | https://directmedimaging.com/part/x-ray/siemens/d860-main-inverter-11433522/ |  |  | Vinutha
HCPB11_699 | Siemens Medical Solutions | 11647737 |  | Corners | Replacement Metal Corners For Max Wi-d |  |  | 90 Days |  | Mobilett Mira Max, Ysio Max, Luminos dRF Max, Multitom Rax |  |  |  |  | https://digitalmedia.shop.siemens-healthineers.com/catalog/products/11647737_1_1280x1280.jpg | [29 empty] | Brand Name |  | Type | Replacement | Size |  | Color |  | Material | Metal | Dimensions |  | For Use With | For Max Wi-d | [112 empty] | 0.474lb | 4 Piece/Set | Metal Corners | Replacement Metal Corners |  | https://shop.siemens-healthineers.com/en-us/product/A_11647737 | https://directmedimaging.com/part/x-ray/siemens/metal-corners-for-max-wi-d-11647737/ |  |  |  | Vinutha
HCPB11_7 | Carestream Health | A3243-04 |  | Control DRAC Board | Control DRAC Board |  |  | 90 Days | [6 empty] | https://www.shopmedparts.com/cdn/shop/files/control-drac-board-a3243-04-c-ge-265467_800x.jpg?v=1729733118 | https://www.shopmedparts.com/cdn/shop/files/control-drac-board-a3243-04-c-ge-418793_800x.jpg?v=1729733118 | https://www.shopmedparts.com/cdn/shop/files/control-drac-board-a3243-04-c-ge-276093_800x.jpg?v=1729733118 | https://www.shopmedparts.com/cdn/shop/files/control-drac-board-a3243-04-c-ge-507232_800x.jpg?v=1729733118 | https://www.shopmedparts.com/cdn/shop/files/control-drac-board-a3243-04-c-ge-743737_800x.jpg?v=1729733118 | https://www.shopmedparts.com/cdn/shop/files/control-drac-board-a3243-04-c-ge-105526_800x.jpg?v=1729733118 | https://www.shopmedparts.com/cdn/shop/files/control-drac-board-a3243-04-c-ge-894687_800x.jpg?v=1729733118 | [23 empty] | Brand Name |  | Type |  | Size |  | Color |  | Material |  | Dimensions |  | For Use With | [115 empty] | Control Board | Control DRAC Board |  |  | https://www.shopmedparts.com/products/control-drac-board-a3243-04-c-ge?srsltid=AfmBOorMoJYETDjSZrqmoQdJLyDGoMoxMOVO-hyosUtb88D6eq_e2PZX |  |  |  | Lakshmi_1
HCPB11_70 | Datex-Ohmeda | 5953932-S | R860 | Battery Kit | R860 Sealed Lead Acid Battery Kit | [39 empty] | Brand Name |  | Type | Sealed Lead Acid | Size |  | Color |  | Material |  | Dimensions |  | For Use With | [115 empty] | Battery Kit | Lead Acid Battery Kit | Sealed Lead Acid Battery Kit | https://services.gehealthcare.in/gehcstorefront/p/5953932-S |  |  |  |  | Ashok
HCPB11_700 | Siemens Medical Solutions | 01602254 |  | Tube | Sirephos C02-V1 X-Ray Tube For C-Arm System |  |  | 90 Days |  | Arcadis Avantic/Avantic Gen2/Varic Gen2 |  |  |  |  | https://digitalmedia.shop.siemens-healthineers.com/catalog/products/01602254_1_1280x1280.jpg | https://digitalmedia.shop.siemens-healthineers.com/catalog/products/01602254_2_1280x1280.jpg | https://digitalmedia.shop.siemens-healthineers.com/catalog/products/01602254_3_1280x1280.jpg | [27 empty] | Brand Name |  | Type | Sirephos C02-V1 X-Ray | Size |  | Color |  | Material |  | Dimensions |  | For Use With | For C-Arm System | [112 empty] | 48.501lb | 1 Piece | X-Ray Tube | Sirephos C02-V1 X-Ray Tube |  | https://shop.siemens-healthineers.com/en-us/product/A_01602254 | https://prompt.parts/product/product-1602254-sirephos-c02-v1/ | https://directmedimaging.com/systems/x-ray/siemens/siremobil-iso-c/ |  |  | Vinutha
HCPB11_701 | Siemens Medical Solutions | 01674808 |  | Footswitch | Fluoro And Exposure Footswitch For Cath Lab |  |  | 90 Days |  | Axiom Iconos R200, Uroskop Access |  |  |  |  | https://www.blockimaging.com/hubfs/Parts/1674808-fluoro-and-exposure-footswitch-for-siemens-cath2Fangio.jpg | [29 empty] | Brand Name |  | Type | Fluoro and Exposure | Size |  | Color |  | Material |  | Dimensions |  | For Use With | For Cath Lab | [114 empty] | Footswitch | Fluoro And Exposure Footswitch |  |  | https://directmedimaging.com/part/x-ray/siemens/footswitch-fluoro-and-exposure-1674808/ | https://www.novarium.net/vendita/prodotto/?pid=16102101693091 | https://prompt.parts/product/product-1674808-footswitch-fluoro-and-exposure/ |  | Vinutha
HCPB11_702 | Siemens Medical Solutions | 02048650 |  | Paste | Heatberulub Fk35 B-60g Conductive paste For Rad/Fluoro Room |  |  | 90 Days |  | Multix Top, Multix Top Acss/Acss P |  |  |  |  | https://digitalmedia.shop.siemens-healthineers.com/catalog/products/02048650_1_1280x1280.jpg | https://digitalmedia.shop.siemens-healthineers.com/catalog/products/02048650_2_1280x1280.jpg | [28 empty] | Brand Name |  | Type | Heatberulub Fk35 B-60g Conductive | Size |  | Color |  | Material |  | Dimensions |  | For Use With | For Rad/Fluoro Room | [112 empty] | 0.176lb | 1 Piece | Conductive paste | Heatberulub Fk35 B-60g Conductive Paste |  | https://shop.siemens-healthineers.com/en-us/product/A_02048650 | https://directmedimaging.com/part/x-ray/siemens/condu-paste-heatberulub-fk35-b-60g-2048650/ | https://prompt.parts/product/product-2048650-condu-paste-berulub-fk-35-b-60g-g/ |  |  | Vinutha
HCPB11_703 | Siemens Medical Solutions | 02829880 |  | Assembly | Tube Assembly For Collimator ISO-C |  |  | 90 Days |  | Arcadis Avantic/Varic Gen2/Orbic 3D |  |  |  |  | https://digitalmedia.shop.siemens-healthineers.com/catalog/products/02829880.jpg | https://digitalmedia.shop.siemens-healthineers.com/catalog/products/02829880_2_1280x1280.jpg | https://digitalmedia.shop.siemens-healthineers.com/catalog/products/02829880_3_1280x1280.jpg | [27 empty] | Brand Name |  | Type | Tube | Size |  | Color |  | Material |  | Dimensions |  | For Use With | For Collimator ISO-C | [112 empty] | 6.614lb | 1 Piece | Tube Assembly | Collimator ISO-C Tube Assembly |  | https://shop.siemens-healthineers.com/en-us/product/A_02829880 | https://prompt.parts/product/product-2829880-tube-assembly-collimator-iso-c/ | https://directmedimaging.com/part/x-ray/siemens/tube-assembly-collimator-iso-c-2829880/ |  |  | Vinutha
HCPB11_704 | Siemens Medical Solutions | 03071458 |  | Board | D21 Control Unit Board For Angio Lab |  |  | 90 Days |  | Multix Top, Vertix Solitaire, Axiom Multix, Mt |  |  |  |  | https://digitalmedia.shop.siemens-healthineers.com/catalog/products/03071458_1_1280x1280.jpg | https://digitalmedia.shop.siemens-healthineers.com/catalog/products/03071458_2_1280x1280.jpg | https://digitalmedia.shop.siemens-healthineers.com/catalog/products/03071458_3_1280x1280.jpg | [27 empty] | Brand Name |  | Type | HKA Control Unit | Size | D21in | Color |  | Material |  | Dimensions |  | For Use With | For Angio Lab | [112 empty] | 2.072lb | 1 Piece | Control Unit Board | D21 INCH HKA Control Unit |  | https://shop.siemens-healthineers.com/en-us/product/A_03071458 | https://prompt.parts/product/product-3071458-control-unit-man-d21-inch-hka/ | https://directmedimaging.com/part/x-ray/siemens/control-unit-man-d21-inch-hka-3071458/ |  |  | Vinutha
HCPB11_705 | Siemens Medical Solutions | 03073694 |  | Board | D13 E 01% Control Board For Angio Lab |  |  | 90 Days |  | Multix Top, Vertix Solitaire, Axiom Multix, Mt | [34 empty] | Brand Name |  | Type | D13 E 01% Control | Size |  | Color |  | Material |  | Dimensions |  | For Use With | For Angio Lab | [112 empty] | 1.587lb | 1 Piece | Control Board | D13 E 01 % Control Board |  | https://shop.siemens-healthineers.com/en-us/product/A_03073694 | https://prompt.parts/product/product-3073694-control-board-d13-e-01/ | https://directmedimaging.com/part/x-ray/siemens/control-board-d13-e-01-3073694/ |  |  | Vinutha
HCPB11_706 | Siemens Medical Solutions | 03090560 |  | Contactor | 24VDC 100A 400V Contactor For MRI Scanner |  |  | 90 Days |  | Magnetom Avanto/Espree/Symphony Syngo MR/MR Upgrade |  |  |  |  | https://digitalmedia.shop.siemens-healthineers.com/catalog/products/03090560_1_1280x1280.jpg | https://digitalmedia.shop.siemens-healthineers.com/catalog/products/03090560_2_1280x1280.jpg | https://digitalmedia.shop.siemens-healthineers.com/catalog/products/03090560_3_1280x1280.jpg | [27 empty] | Brand Name |  | Type |  | Size |  | Color |  | Material |  | Dimensions |  | For Use With | For MRI Scanner | Voltage Rating | 24VDC/400V | Current Rating | 100A | Contact Configuration | 3NO | [106 empty] | 6.261lb | 1 Piece | Contactor | MRI Scanner Contactor |  | https://shop.siemens-healthineers.com/en-us/product/A_03090560 | https://prompt.parts/product/product-3090560-contactor-24vdc-3no-100a-400v-d/ | https://directmedimaging.com/part/mri/siemens/contactor-24vdc-3no-100a-400v-3090560/ |  |  | Vinutha
HCPB11_707 | Siemens Medical Solutions | 03098568 |  | Board | D40 Control Board For C-Arm System |  |  | 90 Days |  | Siremobil Compact L/L (3), Arcadis Avantic |  |  |  |  | https://digitalmedia.shop.siemens-healthineers.com/catalog/products/03098568_1_1280x1280.jpg | https://digitalmedia.shop.siemens-healthineers.com/catalog/products/03098568_2_1280x1280.jpg | https://digitalmedia.shop.siemens-healthineers.com/catalog/products/03098568_3_1280x1280.jpg | [27 empty] | Brand Name |  | Type | D40 Control | Size |  | Color |  | Material |  | Dimensions |  | For Use With | For C-Arm System | [112 empty] | 0.926lb | 1 Piece | Board | D40 Control Board |  | https://shop.siemens-healthineers.com/en-us/product/A_03098568 | https://prompt.parts/product/product-3098568-board-d40/ | https://directmedimaging.com/part/x-ray/siemens/board-d40-3098568/ |  |  | Vinutha
HCPB11_708 | Siemens Medical Solutions | 03143492 |  | Microswitch | 6A Lever+Roller Microswitch For CT Scanner |  |  | 90 Days |  | Multix Top, Multix Top Acss/Acss P |  |  |  |  | https://digitalmedia.shop.siemens-healthineers.com/catalog/products/03143492.jpg | https://digitalmedia.shop.siemens-healthineers.com/catalog/products/03143492_3_1280x1280.jpg | [28 empty] | Brand Name |  | Type | Lever+Roller | Size |  | Color |  | Material |  | Dimensions |  | For Use With | For CT Scanner | Current Rating | 6A | [110 empty] | 0.033lb | 1 Piece | Microswitch | Lever+roller Microswitch |  | https://shop.siemens-healthineers.com/en-us/product/A_03143492 | https://prompt.parts/product/product-3143492-microswitch-1u-hebelrolle-ste-6a/ | https://directmedimaging.com/part/x-ray/siemens/microswitch-1co-leverroller-6a-3143492/ |  |  | Vinutha
HCPB11_709 | Siemens Medical Solutions | 03144602 |  | Pad | Single Replacement Pad For Head Holder |  | Single Replacement Pad For Head Holder For Better Positioning Of The Patient's Head Within The Head Coil. | 90 Days |  | Magnetom Imp/Exp/Har, Magnetom Symphony syngo MR, Magnetom Harmony syngo MR |  |  |  |  | https://digitalmedia.shop.siemens-healthineers.com/catalog/products/03144602_1_1280x1280.jpg | https://digitalmedia.shop.siemens-healthineers.com/catalog/products/03144602_2_1280x1280.jpg | https://digitalmedia.shop.siemens-healthineers.com/catalog/products/03144602_3_1280x1280.jpg | [27 empty] | Brand Name |  | Type | Single Replacement | Size |  | Color |  | Material |  | Dimensions |  | For Use With | For Head Holder | [112 empty] | 0.794lb | 1 Piece | Pad | Single Replacement Pad |  | https://shop.siemens-healthineers.com/en-us/product/A_03144602 | https://prompt.parts/product/product-3144602-head-holder-cpl/ | https://directmedimaging.com/part/mri/siemens/head-holder-cpl-3144602/ |  |  | Vinutha
HCPB11_71 | Datex-Ohmeda | 6050-0005-944 |  | Mask | Connector CC5 Front Mask For Connector Boards and PVX Unit | [9 empty] | https://services.gehealthcare.in/medias?context=bWFzdGVyfHJvb3R8NzY4N3xpbWFnZS9qcGVnfGgyZS9oNGQvODgwMzM0ODIxNzg4Ni5qcGd8ZGUxMmQ4OGNhZWIxN2Y3ZDYzMmRiZjIyNzYwMGY1ODE1NzFjMTY4OWI0MjNmOGQ2NmFjOWQzZWQxZDYxNDBmNw | https://services.gehealthcare.in/medias?context=bWFzdGVyfHJvb3R8ODU0OXxpbWFnZS9qcGVnfGhhOC9oNTkvODgwMzM3MzAyMzI2Mi5qcGd8NWUxYzgxODYyNzRhMjdlMmQyNzEzMDNhYWI0OGEwOGQ5MGE1ZDExNjAxMGVmZWFmN2Y3M2ViN2ExZDU1MjU2YQ | [8 empty] | http://www.frankshospitalworkshop.com/equipment/documents/ecg/service_manuals/Datex%20Ohmeda%20Cardiocap%20-5%20-%20Service%20manual%20(2007).pdf | [6 empty] | Good dimensional accuracy | High impact strength | Advanced and user friendly | Enhanced durability and reliability | [9 empty] | Brand Name |  | Type | Connector CC5 Front | Size |  | Color |  | Material |  | Dimensions |  | For Use With | For Connector Boards and PVX Unit, Datex-Ohmeda Cardiocap™/5 | [114 empty] | Front Mask | Connector CC5 Front Mask |  | https://dev-services.gehealthcare.in/gehcstorefront/p/6050-0005-944 | https://services.gehealthcare.in/gehcstorefront/p/6050-0005-944 |  |  |  | Ashok
HCPB11_710 | Siemens Medical Solutions | 03157554 |  | Console-X | Touch Screen Control Console-x For Rad Room |  |  | 90 Days |  | Axiom Artis U/Luminos TF, Lithostar Multiline, Polydoros SX 65 80, Simulators, Uroskop Access, Vertix Solitaire |  |  |  |  | https://www.shopmedparts.com/cdn/shop/files/control-console-x-touch-screen-031575543157554-siemens-777001_800x.jpg?v=1729733117 | https://www.shopmedparts.com/cdn/shop/files/control-console-x-touch-screen-031575543157554-siemens-282201_800x.jpg?v=1729733117 | https://www.shopmedparts.com/cdn/shop/files/control-console-x-touch-screen-031575543157554-siemens-509042_800x.jpg?v=1729733117 | https://www.shopmedparts.com/cdn/shop/files/control-console-x-touch-screen-031575543157554-siemens-103689_800x.jpg?v=1729733117 | https://www.shopmedparts.com/cdn/shop/files/control-console-x-touch-screen-031575543157554-siemens-187369_800x.jpg?v=1729733117 | [25 empty] | Brand Name |  | Type | Touch Screen Control | Size |  | Color |  | Material |  | Dimensions |  | For Use With | For Rad Room | [114 empty] | Control Console-x | Touch Screen Control Console-x |  |  | https://www.shopmedparts.com/products/control-console-x-touch-screen-03157554-3157554-siemens?srsltid=AfmBOopRNZFtdlsucLJS7wTiyoG3P_dnnR0nw_fzXnQG1tGqFJvkDC2C | https://diagnostic-solutions.com/product/siemens-touch-panel-03157554/ | https://prompt.parts/product/product-3157554-control-console-x/ |  | Vinutha
HCPB11_711 | Siemens Medical Solutions | 03164514 |  | Adapter | Straight-through (ST) Adapter For MRI Scanner |  |  | 90 Days |  | Magnetom Avanto/Espree/Symphony Syngo MR/MR Upgrade | [34 empty] | Brand Name |  | Type |  | Size |  | Color |  | Material |  | Dimensions |  | For Use With | For MRI Scanner | Impedance | 50 Ohms | Connector Type | N-type Male, BNC Female | Configuration | Straight-through (ST) | [106 empty] | 0.088lb | 1 Piece | Adapter | MRI Scanner Adapter |  | https://shop.siemens-healthineers.com/en-us/product/A_03164514 | https://prompt.parts/product/product-3164514-adapter-1p-n-bnc-50r-st/ | https://directmedimaging.com/part/mri/siemens/adapter-1p-n-bnc-50r-st-3164514/ |  |  | Vinutha
HCPB11_712 | Siemens Medical Solutions | 03468634 | T5-L50000-W3,2 | Belt | T5-L50000-W3 2-PUR Tooth Belt For XP RF -Radio/Fluoro |  |  | 90 Days |  | Multix Top, Multix Top Acss/Acss P, GG-UROSKOP D2/D3, Iconos R100 RHD, Luminos Fusion | [34 empty] | Brand Name |  | Type | Tooth | Size |  | Color |  | Material | PUR | Dimensions |  | For Use With | For XP RF -Radio/Fluoro | Unit of Measure | Meter | [110 empty] | 0.022lb | 1 Piece | Tooth Belt | T5-L50000-W3,2 Tooth Belt |  | https://shop.siemens-healthineers.com/en-us/product/A_03468634 | https://prompt.parts/product/product-3468634-tooth-belt-t5-32mm/ | https://directmedimaging.com/part/x-ray/siemens/tooth-belt-t5_32mm_50000mm-3468634/ |  |  | Vinutha
HCPB11_713 | Siemens Medical Solutions | 03518321 |  | Spring | 32 x 16 x 40mm Compression Spring For C-Arm System |  |  | 90 Days |  | Siremobil Compact L/L (3), Arcadis Avantic |  |  |  |  | https://digitalmedia.shop.siemens-healthineers.com/catalog/products/03518321.jpg | https://digitalmedia.shop.siemens-healthineers.com/catalog/products/03518321_3_1280x1280.jpg | [28 empty] | Brand Name |  | Type | Compression | Size |  | Color |  | Material |  | Dimensions | 32 x 16 x 40mm | For Use With | For C-Arm System | [112 empty] | 0.132lb | 1 Piece | Spring | Compression Spring |  | https://shop.siemens-healthineers.com/en-us/product/A_03518321 | https://prompt.parts/product/product-3518321-compression-spring/ | https://directmedimaging.com/part/x-ray/siemens/press-spring-320x1600x4000-3518321/ |  |  | Vinutha
HCPB11_714 | Siemens Medical Solutions | 03774556 |  | Switch | Hand Control Switch For Mammo Unit |  | Handswitch With Curled Cable To Enable Exposure From A Distance. | 90 Days |  | Multix Top, Multix Top Acss/Acss P |  |  |  |  | https://digitalmedia.shop.siemens-healthineers.com/catalog/products/03774556.jpg | https://digitalmedia.shop.siemens-healthineers.com/catalog/products/03774556_2_1280x1280.jpg | https://digitalmedia.shop.siemens-healthineers.com/catalog/products/03774556_3_1280x1280.jpg | [27 empty] | Brand Name |  | Type | Hand Control | Size |  | Color |  | Material |  | Dimensions |  | For Use With | For Mammo Unit | [112 empty] | 0.220lb | 1 Piece | Switch | Hand Control Switch |  | https://shop.siemens-healthineers.com/en-us/product/A_03774556 | https://prompt.parts/product/product-3774556-hand-control/ | https://directmedimaging.com/part/x-ray/siemens/hand-control-3774556/ |  |  | Vinutha
HCPB11_715 | Siemens Medical Solutions | 03779068 |  | Bracket | Complete Bracket For C-Arm System |  |  | 90 Days |  | Siremobil Compact L |  |  |  |  | https://digitalmedia.shop.siemens-healthineers.com/catalog/products/03779068.jpg | https://digitalmedia.shop.siemens-healthineers.com/catalog/products/03779068_2_1280x1280.jpg | [28 empty] | Brand Name |  | Type | Complete | Size |  | Color |  | Material |  | Dimensions |  | For Use With | For C-Arm System | [112 empty] | 0.452lb | 1 Piece | Bracket | Complete Bracket |  | https://shop.siemens-healthineers.com/en-us/product/A_03779068 | https://prompt.parts/product/product-3779068-bracket-complete/ | https://directmedimaging.com/part/na/siemens/bracket-cpl-3779068/ |  |  | Vinutha
HCPB11_716 | Siemens Medical Solutions | 03779704 |  | Moteur | Complete Moteur For C-Arm System |  |  | 90 Days |  | Siremobil Compact L/L (3), Arcadis Avantic |  |  |  |  | https://digitalmedia.shop.siemens-healthineers.com/catalog/products/03779704_1_1280x1280.jpg | https://digitalmedia.shop.siemens-healthineers.com/catalog/products/03779704_2_1280x1280.jpg | [28 empty] | Brand Name |  | Type | Complete | Size |  | Color |  | Material |  | Dimensions |  | For Use With | For C-Arm System | [112 empty] | 0.485lb | 1 Piece | Moteur | Complete Moteur |  | https://shop.siemens-healthineers.com/en-us/product/A_03779704 | https://prompt.parts/product/product-3779704-moteur-cpl/ | https://directmedimaging.com/sitewide-search/?query=3779704 |  |  | Vinutha
HCPB11_717 | Siemens Medical Solutions | 03784498 |  | Spine Array | Spine Array-047 For MRI Scanner |  |  | 90 Days |  | Magnetom Symphony syngo MR/MR Upgrade |  |  |  |  | https://digitalmedia.shop.siemens-healthineers.com/catalog/products/03784498.jpg | https://digitalmedia.shop.siemens-healthineers.com/catalog/products/03784498_2_1280x1280.jpg | https://digitalmedia.shop.siemens-healthineers.com/catalog/products/03784498_3_1280x1280.jpg | [27 empty] | Brand Name |  | Type |  | Size |  | Color |  | Material |  | Dimensions |  | For Use With | For MRI Scanner | [112 empty] | 28.660lb | 1 Piece | Spine Array | MRI Scanner Spine Array |  | https://shop.siemens-healthineers.com/en-us/product/A_03784498 | https://prompt.parts/product/product-3784498-spine-array-047/ | https://directmedimaging.com/part/mri/siemens/spine-array-047-3784498/ |  |  | Vinutha
HCPB11_718 | Siemens Medical Solutions | 03810236 |  | Washer | Silicon Washer For PET/CTq |  |  | 90 Days |  | Somatom Definition/Definition AS/Definition Sensation Open/Definition Sensation 40 |  |  |  |  | https://digitalmedia.shop.siemens-healthineers.com/catalog/products/03810236.jpg | [29 empty] | Brand Name |  | Type |  | Size |  | Color |  | Material | Silicon | Dimensions |  | For Use With | For PET/CTq | [112 empty] | 0.004lb | 1 Piece | Washer | Silicon Washer |  | https://shop.siemens-healthineers.com/en-us/product/A_03810236 | https://prompt.parts/product/product-3810236-silicon-washer/ | https://directmedimaging.com/part/ct/siemens/silicon-washer-3810236/ |  |  | Vinutha
HCPB11_719 | Siemens Medical Solutions | 03861221 |  | Control Tool | Pressure Control Tool For MRI Scanner |  |  | 90 Days |  | Magnetom Avanto/Espree, Magnet System OR76 |  |  |  |  | https://digitalmedia.shop.siemens-healthineers.com/catalog/products/03861221.jpg | https://digitalmedia.shop.siemens-healthineers.com/catalog/products/03861221_2_1280x1280.jpg | https://digitalmedia.shop.siemens-healthineers.com/catalog/products/03861221_3_1280x1280.jpg | [27 empty] | Brand Name |  | Type | Pressure | Size |  | Color |  | Material |  | Dimensions |  | For Use With | For MRI Scanner | [112 empty] | 0.243lb | 1 Piece | Control Tool | Pressure Control Tool |  | https://shop.siemens-healthineers.com/en-us/product/A_03861221 | https://prompt.parts/product/product-3861221-pressure-control-tool/ | https://directmedimaging.com/part/mri/siemens/pressure-control-tool-3861221/ |  |  | Vinutha
HCPB11_72 | Datex-Ohmeda | 6600-0202-700 |  | Assembly | Hand Hole Latch Assembly For 1000, 2000 Care Plus Incubators |  | The incubator is an enclosed apparatus used for premature babies or neonates to provide warmth in a controlled and protective environment. It combines microprocessor control with effective thermal conditions and features like doors that allow access from either side, displays, controls to access the incubator and a bed manifold with a mattress. The Hand Hole Latch Assembly uses hand holes which provide easy access to infants in the incubator at the sides. It holds the doors securely shut. It is comprised of a piston, housing, compression spring, end cap, latch pin, lever and retaining rings. The assembly opens and closes based on spring and piston operation such that the doors swing open upon pressing the latch. It has good thermal properties and is corrosive resistant, thus ensuring a safety operation of the incubator. | [7 empty] | https://services.gehealthcare.in/medias?context=bWFzdGVyfGltYWdlc3wzOTM1OXxpbWFnZS9qcGVnfGltYWdlcy9oZjgvaDgwLzg3OTYzMDkyOTEwMzguanBnfDgxZjBiYzZmMTNjM2Y0OTYyNDAyYjA4OGJjYWIyNzU1MDcxNWMzY2Q3NzQ0ZmE1NWY3MGNkMjg3OWJiMzkwZGY | [16 empty] | Smooth movement | Low noise | Does not have any burrs or sharp edges | Tough and impact resistant | [9 empty] | Brand Name |  | Type | Hand Hole Latch | Size |  | Color |  | Material |  | Dimensions |  | For Use With | For 1000, 2000 Care Plus Incubators | [114 empty] | Latch Assembly | Hand Hole Latch Assembly | Care Plus Incubators Latch Assembly | https://services.gehealthcare.in/gehcstorefront/p/6600-0202-700 |  |  |  |  | Ashok
HCPB11_720 | Siemens Medical Solutions | 04007873 |  | Coolant | Coolant Gemisch For Proton Therapy |  |  | 90 Days |  | Artis zee FA/ceiling/multi-purpose/BA |  |  |  |  | https://digitalmedia.shop.siemens-healthineers.com/catalog/products/04007873_1_1280x1280.jpg | [29 empty] | Brand Name |  | Type | Gemisch | Size |  | Color |  | Material |  | Dimensions |  | For Use With | For Proton Therapy | [112 empty] | 6.184lb | 1 Piece | Coolant Gemisch |  |  | https://shop.siemens-healthineers.com/en-us/product/A_04007873 | https://prompt.parts/product/product-4007873-coolant-glycomix-40-g/ | https://directmedimaging.com/part/x-ray/siemens/coolant-gemisch-4007873/ |  |  | Vinutha
HCPB11_721 | Siemens Medical Solutions | 04349721 |  | Assembly | 10 Turn 10k Pot Cable Assembly For SPECT/CT |  |  | 90 Days |  | e.cam gantry single head v3.0/Dual Head v3.7/Dual Head v3.0lnt |  |  |  |  | https://digitalmedia.shop.siemens-healthineers.com/catalog/products/04349721.jpg | https://digitalmedia.shop.siemens-healthineers.com/catalog/products/04349721_2_1280x1280.jpg | [28 empty] | Brand Name |  | Type | Cable | Size |  | Color |  | Material |  | Dimensions |  | For Use With | For SPECT/CT | Resistance | 10kohm | Turns | 10-Turn mechanism | [108 empty] | 0.551lb | 1 Piece | Cable Assembly | 10k Pot Cable Assembly |  | https://shop.siemens-healthineers.com/en-us/product/A_04349721 | https://prompt.parts/product/product-4349721-cbl-asm-10-turn-10k-pot/ | https://directmedimaging.com/part/na/siemens/cbl-asm-10-turn-10k-pot-4349721/ |  |  | Vinutha
HCPB11_722 | Siemens Medical Solutions | 04352816 |  | Encoder | Absolute Angle Encoder With A 2000 Counts Per Revolution (CPR) For SPECT/CT |  |  | 90 Days |  | e.cam gantry single head v3.0/Dual Head v3.7/Dual Head v3.0lnt |  |  |  |  | https://digitalmedia.shop.siemens-healthineers.com/catalog/products/04352816.jpg | https://digitalmedia.shop.siemens-healthineers.com/catalog/products/04352816_2_1280x1280.jpg | https://digitalmedia.shop.siemens-healthineers.com/catalog/products/04352816_3_1280x1280.jpg | [27 empty] | Brand Name |  | Type | Absolute Angle | Size |  | Color |  | Material |  | Dimensions |  | For Use With | For SPECT/CT | With | With A 2000 Counts Per Revolution (CPR) | [110 empty] | 0.595lb | 1 Piece | Encoder | Absolute Angle Encoder |  | https://shop.siemens-healthineers.com/en-us/product/A_04352816 | https://prompt.parts/product/product-4352816-angl-encod-abs-2000cpr/ | https://directmedimaging.com/part/na/siemens/angl-encod-abs-2000cpr-4352816/ |  |  | Vinutha
HCPB11_723 | Siemens Medical Solutions | 04353962 |  | Assembly | E.Cam Hand Control Assembly For SPECT/CT |  |  | 90 Days |  | e.cam gantry single head v3.0/Dual Head v3.7/Dual Head v3.0lnt |  |  |  |  | https://digitalmedia.shop.siemens-healthineers.com/catalog/products/04353962_1_1280x1280.jpg | https://digitalmedia.shop.siemens-healthineers.com/catalog/products/04353962_2_1280x1280.jpg | https://digitalmedia.shop.siemens-healthineers.com/catalog/products/04353962_3_1280x1280.jpg | [27 empty] | Brand Name |  | Type | E.Cam Hand Control | Size |  | Color |  | Material |  | Dimensions |  | For Use With | For SPECT/CT | [112 empty] | 1.653lb | 1 Piece | Hand Control Assembly | E.Cam Hand Control Assembly |  | https://shop.siemens-healthineers.com/en-us/product/A_04353962 | https://prompt.parts/product/product-4353962-hand-control-assembly-e-cam/ | https://directmedimaging.com/part/na/siemens/hand-control-assembly-e-cam-4353962/ |  |  | Vinutha
HCPB11_724 | Siemens Medical Solutions | 04406120 |  | Filters | Set Of CU Filters For Rad Room |  |  | 90 Days |  | Multix Top, Multix Top Acss/Acss P |  |  |  |  | https://digitalmedia.shop.siemens-healthineers.com/catalog/products/04406120.jpg | https://digitalmedia.shop.siemens-healthineers.com/catalog/products/04406120_2_1280x1280.jpg | [28 empty] | Brand Name |  | Type | Set Of CU | Size |  | Color |  | Material |  | Dimensions |  | For Use With | For Rad Room | [112 empty] | 2.513lb | 1 Piece | Filters | Set Of CU Filters |  | https://shop.siemens-healthineers.com/en-us/product/A_04406120 | https://prompt.parts/product/product-4406120-set-of-cu-filters/ | https://directmedimaging.com/part/x-ray/siemens/set-of-cu-filters-4406120/ |  |  | Vinutha
HCPB11_725 | Siemens Medical Solutions | 04683439 |  | Switch | 250VAC 6A Rocker Switch For Angio Lab |  |  | 90 Days |  | Multix Top, Multix Top Acss/Acss P |  |  |  |  | https://digitalmedia.shop.siemens-healthineers.com/catalog/products/04683439.jpg | [29 empty] | Brand Name |  | Type | Rocker | Size |  | Color |  | Material |  | Dimensions |  | For Use With | For Angio Lab | Voltage Rating | 250Vac | Current Rating | 6A | [108 empty] | 0.022lb | 1 Piece | Switch | Rocker Switch |  | https://shop.siemens-healthineers.com/en-us/product/A_04683439 | https://prompt.parts/product/product-4683439-rockerswitch-1c-o-250vac-6a-sw/ | https://directmedimaging.com/part/x-ray/siemens/rockerswitch-1c-o-250vac-6a-sw-4683439/ |  |  | Vinutha
HCPB11_726 | Siemens Medical Solutions | 04697611 |  | Battery | 6V 0.85AH 15 x 25mm Lithium Battery For Urological Instrument |  |  | 90 Days |  | Multix Top, Multix Top Acss/Acss P |  |  |  |  | https://digitalmedia.shop.siemens-healthineers.com/catalog/products/04697611.jpg | https://digitalmedia.shop.siemens-healthineers.com/catalog/products/04697611_2_1280x1280.jpg | https://digitalmedia.shop.siemens-healthineers.com/catalog/products/04697611_3_1280x1280.jpg | [27 empty] | Brand Name |  | Type | Lithium | Size |  | Color |  | Material |  | Dimensions | 15 x 25mm | For Use With | For Urological Instrument | Voltage Rating | 6V | Capacity | 0.85AH | [108 empty] | 0.088lb | 1 Piece | Battery | Lithium Battery |  | https://shop.siemens-healthineers.com/en-us/product/A_04697611 | https://prompt.parts/product/product-4697611-lithium-battery-36v-0-85ah-1525/ | https://directmedimaging.com/part/x-ray/siemens/lithium-battery-36v-0-8ah-1525-4697611/ |  |  | Vinutha
HCPB11_727 | Siemens Medical Solutions | 04699682 |  | Plug | 39-Pin Mix Straight Circular Connector Device Plug For C-Arm System |  |  | 90 Days |  | Siremobil Compact L/L (3), Arcadis Avantic |  |  |  |  | https://digitalmedia.shop.siemens-healthineers.com/catalog/products/04699682_1_1280x1280.jpg | https://digitalmedia.shop.siemens-healthineers.com/catalog/products/04699682_2_1280x1280.jpg | https://digitalmedia.shop.siemens-healthineers.com/catalog/products/04699682_3_1280x1280.jpg | [27 empty] | Brand Name |  | Type | Mix Straight Circular Connector Device | Size |  | Color |  | Material |  | Dimensions |  | For Use With | For C-Arm System | Number of Pins | 39 | [110 empty] | 1.146lb | 1 Piece | Plug | Device Plug | Mix Straight Circular Connector Device Plug | https://shop.siemens-healthineers.com/en-us/product/A_04699682 | https://prompt.parts/product/product-4699682-device-plug-39p-mix-st-cr/ | https://directmedimaging.com/part/x-ray/siemens/device-plug-39p-mix-st-cr-4699682/ |  |  | Vinutha
HCPB11_728 | Siemens Medical Solutions | 04757238 |  | Head Phone | Head Phone For Patients |  | Allows For Noise Cancelllation And Communication With Patients At The Same Time. | 90 Days |  | Magnetom Imp/Exp/Har, Magnetom Symphony syngo MR, Magnetom Symphony syngo MR Upgrade |  |  |  |  | https://digitalmedia.shop.siemens-healthineers.com/catalog/products/04757238_1_1280x1280.jpg | https://digitalmedia.shop.siemens-healthineers.com/catalog/products/04757238_2_1280x1280.jpg | https://digitalmedia.shop.siemens-healthineers.com/catalog/products/04757238_3_1280x1280.jpg | [27 empty] | Brand Name |  | Type |  | Size |  | Color |  | Material |  | Dimensions |  | For Use With | For Patients | [112 empty] | 2.866lb | 1 Piece | Head Phone | Patients Head Phone |  | https://shop.siemens-healthineers.com/en-us/product/A_04757238 | https://prompt.parts/product/product-4757238-head-phone/ | https://directmedimaging.com/part/mri/siemens/head-phone-d-4757238/ |  |  | Vinutha
HCPB11_729 | Siemens Medical Solutions | 04761065 |  | Phantom | D240mm Large Spherical Phantom For MRI Scanner |  |  | 90 Days |  | Magnetom Symphony Syngo MR/Avanto/Espree/Verio |  |  |  |  | https://www.blockimaging.com/hubfs/Parts/4761065-large-spherical-phantom-for-siemens-closed-mri-1.jpg | [29 empty] | Brand Name |  | Type | Large Spherical | Size |  | Color |  | Material |  | Dimensions |  | For Use With | For MRI Scanner | Diameter | 240mm | [110 empty] | 21.495lb | 1 Piece | Phantom | Large Spherical Phantom | MRI Scanner Phantom | https://shop.siemens-healthineers.com/en-us/product/A_04761065 | https://www.blockimaging.com/parts/4761065-siemens-mri-large-spherical-phantom | https://directmedimaging.com/part/mri/siemens/phantom-spherical-d240-4761065/ |  |  | Lakshmi
HCPB11_73 | Datex-Ohmeda | 6600-0810-501 |  | Bracket | Gray Fold Down End Bracket For Ohio® Infant Warmer Systems | [19 empty] | https://meditegic.com/6600-0810-501-brkt-end-fold-down/ | [19 empty] | Brand Name |  | Type | End Fold Down | Size |  | Color | Gray | Material |  | Dimensions |  | For Use With | For Ohio® Infant Warmer Systems | [114 empty] | Bracket | Fold Down End Bracket | Fold Down Bracket |  | https://meditegic.com/6600-0810-501-brkt-end-fold-down/ | https://www.cna-medical.com/product-p/6600-0810-501.htm |  |  | Ashok
HCPB11_730 | Siemens Medical Solutions | 04762451 |  | Holder | Small Spherical Phantom Holder For MRI Scanner |  |  | 90 Days |  | Avanto/Espree/Symphony TIM System |  |  |  |  | https://suntronixmedicalimaging.com/wp-content/uploads/2021/12/4762451-1.jpg | [29 empty] | Brand Name |  | Type | Small Spherical Phantom | Size |  | Color |  | Material |  | Dimensions |  | For Use With | For MRI Scanner | [112 empty] | 0.926lb | 1 Piece | Phantom Holder | Small Spherical Phantom Holder | MRI Scanner Phantom Holder | https://shop.siemens-healthineers.com/en-us/product/A_04762451 | https://suntronixmedicalimaging.com/product/siemens-phantom-holder-4762451/ | https://directmedimaging.com/part/mri/siemens/holder-f-spher-phantom-4762451/ |  |  | Lakshmi
HCPB11_731 | Siemens Medical Solutions | 04763210 |  | Board | Controller Board For MRI Scanner |  |  | 90 Days |  | Magnetom Symphony Syngo MR |  |  |  |  | https://www.blockimaging.com/hubfs/Parts/4763210-a51402Fa514-controller-board-for-siemens-closed-mri-2.jpg | https://www.blockimaging.com/hubfs/Parts/4763210-a51402Fa514-controller-board-for-siemens-closed-mri-4.jpg | https://www.blockimaging.com/hubfs/Parts/4763210-a51402Fa514-controller-board-for-siemens-closed-mri-1.jpg | [27 empty] | Brand Name |  | Type | Controller | Size |  | Color |  | Material |  | Dimensions |  | For Use With | For MRI Scanner | Standards | A5140 | [110 empty] | 2.646lb | 1 Piece | Controller Board | MRI Scanner Controller Board |  | https://shop.siemens-healthineers.com/en-us/product/A_04763210 | https://www.blockimaging.com/parts/4763210-siemens-mri-a5140-a514-controller-board | https://directmedimaging.com/part/mri/siemens/controller-a5140-4763210/ |  |  | Lakshmi
HCPB11_732 | Siemens Medical Solutions | 04763640 | K2206/2195 | Sensor | K2206/2195 Temperature Sensor For MRI Scanner |  |  | 90 Days |  | Magnetom |  |  |  |  | https://www.medicaloutfittersparts.com/web/image/product.product/6307/image_1024/%5B4763640%5D%20Siemens%20Magnetom%20Temperature%20Sensor%2C%20PN%204763640?unique=75b2d36 | [29 empty] | Brand Name |  | Type | Temperature | Size |  | Color |  | Material |  | Dimensions |  | For Use With | For MRI Scanner | [112 empty] | 0.529lb | 1 Piece | Sensor | K2206/2195 Temperature Sensor | MRI Scanner Temperature Sensor | https://shop.siemens-healthineers.com/en-us/product/A_04763640 | https://www.medicaloutfittersparts.com/shop/4763640-siemens-magnetom-temperature-sensor-pn-4763640-19066 | https://directmedimaging.com/part/mri/siemens/temp-sensor-kit-k2206-2195-4763640/ |  |  | Lakshmi
HCPB11_733 | Siemens Medical Solutions | 04763780 |  | Power Supply | 230V AC-DC Power Supply For MRI Scanner |  |  | 30 Days |  | Symphony/Harmony |  |  |  |  | https://www.medspares.com/sites/default/files/product_images/img_0601_1.jpg | [29 empty] | Brand Name |  | Type | AC-DC | Size |  | Color |  | Material |  | Dimensions |  | For Use With | For MRI Scanner | Voltage Rating | 230V/5V/15V/-15V/+-5V | [112 empty] | Power Supply | MRI Scanner Power Supply |  |  | https://www.medspares.com/products/power-supply-siemens-symphonyharmony-mri-scanner-4763780 |  |  |  | Lakshmi
HCPB11_734 | Siemens Medical Solutions | 04763806 |  | Module | PC Assy 2360 Shim Module For MRI Scanner |  |  | 90 Days |  | Magnetom Symphony Syngo MR |  |  |  |  | https://www.blockimaging.com/hubfs/Parts/4763806-shim-module-for-siemens-closed-mri-1.jpg | https://www.blockimaging.com/hubfs/Parts/4763806-shim-module-for-siemens-closed-mri-3.jpg | [28 empty] | Brand Name |  | Type | PC Assy 2360 Shim | Size |  | Color |  | Material |  | Dimensions |  | For Use With | For MRI Scanner | [112 empty] | 4.321lb | 1 Piece | Shim Module | PC Assy 2360 Shim Module | MRI Scanner Shim Module | https://shop.siemens-healthineers.com/en-us/product/A_04763806 | https://www.blockimaging.com/parts/4763806-siemens-mri-shim-module | https://directmedimaging.com/part/mri/siemens/pc-assy-2360-shim-module-tested-ate-4763806/ |  |  | Lakshmi
HCPB11_735 | Siemens Medical Solutions | 04775792 |  | Monitor | Data Display Monitor For Cath/Angio Lab |  |  | 90 Days |  | Axiom Artis |  |  |  |  | https://www.blockimaging.com/hubfs/Parts/DSC_2726.jpg | https://www.blockimaging.com/hubfs/Parts/DSC_2729.jpg | https://www.blockimaging.com/hubfs/Parts/DSC_2730.jpg | https://www.blockimaging.com/hubfs/Parts/DSC_2731.jpg | [26 empty] | Brand Name |  | Type | Data Display | Size |  | Color |  | Material |  | Dimensions |  | For Use With | For Cath/Angio Lab | [114 empty] | Data Display Monitor | Cath/Angio Data Display Monitor |  |  | https://www.blockimaging.com/parts/4775792-siemens-cath-angio-data-display-monitor | https://directmedimaging.com/part/na/siemens/data-display-ddis-4775792/ | https://prompt.parts/product/product-4775792-data-display/ |  | Lakshmi
HCPB11_736 | Siemens Medical Solutions | 04777038 |  | Foot Switch | Biplane Foot Switch For Axiom Artis |  |  | 90 Days |  | Artis Q Artis Q.zen, Neurostar T.O.P. |  |  |  |  | https://www.blockimaging.com/hubfs/Parts/4777038-biplane-foot-pedal-for-siemens-cath2Fangio-2.jpg | https://www.blockimaging.com/hubfs/Parts/4777038-biplane-foot-pedal-for-siemens-cath2Fangio-1.jpg | [28 empty] | Brand Name |  | Type | Biplane | Size |  | Color |  | Material |  | Dimensions |  | For Use With | For Cath/Angio, For Axiom Artis | [114 empty] | Foot Switch | Biplane Foot Switch | Axiom Artis Foot Switch |  | https://prompt.parts/product/product-4777038-foot-switch-biplane-for-artis/ | https://directmedimaging.com/part/x-ray/siemens/foot-switch-biplane-for-artis-4777038/ | https://www.blockimaging.com/parts/4777038-siemens-cath-angio-biplane-foot-pedal | https://novarium.net/vendita/marca/?cid=C080415639&brand=Siemens&um=Axiom&categ=C080415647 | Lakshmi
HCPB11_737 | Siemens Medical Solutions | 04795501 |  | Connector | Service Connector For MRI Scanner |  |  | 90 Days |  | Harmony | [34 empty] | Brand Name |  | Type | Service | Size |  | Color |  | Material |  | Dimensions |  | For Use With | For MRI Scanner | [112 empty] | 0.65lb | 1 Piece | Service Connector | MRI Scanner Service Connector |  | https://shop.siemens-healthineers.com/en-us/product/A_04795501 | https://www.blockimaging.com/parts/4795501-siemens-mri-service-connector | https://directmedimaging.com/part/mri/siemens/service-connector-01-4795501/ |  |  | Lakshmi
HCPB11_738 | Siemens Medical Solutions | 05210468 |  | Rail | Window Rail For Molecular Imaging |  |  | 90 Days |  | H2 e.cam Signature Series Nu |  |  |  |  | https://digitalmedia.shop.siemens-healthineers.com/catalog/products/05210468.jpg | [29 empty] | Brand Name |  | Type | H2 Window | Size |  | Color |  | Material |  | Dimensions |  | For Use With | For Molecular Imaging | [112 empty] | 0.683lb | 1 Piece | Window Rail | MRI Scanner Service Connector |  | https://shop.siemens-healthineers.com/en-us/product/A_05210468 | https://www.blockimaging.com/parts/5210468-siemens-molecular-imaging-window-rail-h2-e-cam-signature-series-nu | https://directmedimaging.com/part/na/siemens/window-rail-h2-5210468/ |  |  | Lakshmi
HCPB11_739 | Siemens Medical Solutions | 05228312 |  | Rail | Window Rail for Molecular Imaging |  |  | 90 Days |  | e.cam | [34 empty] | Brand Name |  | Type | H1 Window | Size |  | Color |  | Material |  | Dimensions |  | For Use With | [113 empty] | 0.728lb | 1 Piece | Window Rail | Molecular Imaging Window Rail |  | https://shop.siemens-healthineers.com/en-us/product/A_05228312 | https://www.blockimaging.com/parts/5228312-siemens-molecular-imaging-window-rail | https://directmedimaging.com/part/na/siemens/window-rail-h1-5228312/ |  |  | Lakshmi
HCPB11_74 | Datex-Ohmeda | 6600-1162-500 |  | Bracket | Stainless Steel Chassis Motor Bracket For Giraffe® Incubator | [9 empty] | https://services.gehealthcare.in/medias/6600-1162-500.jpg?context=bWFzdGVyfGltYWdlc3w1OTM1NHxpbWFnZS9qcGVnfGFXMWhaMlZ6TDJneU5DOW9Zak12T0RnME1UQXlPRFV6TkRNd01pNXFjR2N8NjNjNmMzMjA3ZWRhOTY3Y2RjNTlhZDhmNGJhYTcxMzZkNTA1NjM3NWUxYWMzYWU2Y2FlZTNhYzQ5MzI2Y2MzYw | https://services.gehealthcare.in/medias/6600-1162-500-P2.jpg?context=bWFzdGVyfGltYWdlc3w1MjM5N3xpbWFnZS9qcGVnfGFXMWhaMlZ6TDJoa015OW9OekV2T0RnME1UQTFOamt4TVRNNU1DNXFjR2N8NGVkZTRhM2ZhNTlhZjIzY2M1YWY5NWJhYzgwYjBmNTcyYjc5NWQ5MDAzMjYyYzk5ZDEwOGY5MDNmZWYwYzE0NA | [8 empty] | http://www.frankshospitalworkshop.com/equipment/documents/infant_incubators/service_manuals/Datex-Ohmeda%20Giraffe%20Incubator%20-%20Service%20manual.pdf | [6 empty] | High quality stainless steel bracket | Excellent corrosion resistance | Durable | Longer life span | [9 empty] | Brand Name |  | Type | Chassis Motor | Size |  | Color |  | Material | Stainless Steel | Dimensions |  | For Use With | For Giraffe® Incubator | [114 empty] | Motor Bracket | Chassis Motor Bracket |  | https://dev-services.gehealthcare.in/gehcstorefront/p/6600-1162-500 | https://services.gehealthcare.in/gehcstorefront/p/6600-1162-500 |  |  |  | Ashok
HCPB11_740 | Siemens Medical Solutions | 05228346 |  | Cap | Front Right End Cap For E-Cam Detector Tub |  |  | 90 Days |  | e.cam Gantry Single Head v3.0/Dual Head v3.7 |  |  |  |  | https://www.medicaloutfittersparts.com/web/image/product.product/13540/image_1024/%5B5228346%5D%20Siemens%20E-Cam%20Detector%20Tub%20Front%20Right%20End%20Cap%2C%20PN%205228346?unique=24c7896 | https://www.medicaloutfittersparts.com/web/image/product.image/4044/image_1024/Siemens%20E-Cam%20Detector%20Tub%20Front%20Right%20End%20Cap%2C%20PN%205228346?unique=24c7896 | https://www.medicaloutfittersparts.com/web/image/product.image/4045/image_1024/Siemens%20E-Cam%20Detector%20Tub%20Front%20Right%20End%20Cap%2C%20PN%205228346?unique=24c7896 | [27 empty] | Brand Name |  | Type | Front Right End | Size |  | Color |  | Material |  | Dimensions |  | For Use With | For E-Cam Detector Tub | [112 empty] | 0.004lb | 1 Piece | End Cap | Front Right End Cap | E-Cam Detector Tub End Cap | https://shop.siemens-healthineers.com/en-us/product/A_05228346 | https://www.medicaloutfittersparts.com/shop/5228346-siemens-e-cam-detector-tub-front-right-end-cap-pn-5228346-26307 | https://directmedimaging.com/part/na/siemens/front-right-end-cap-5228346/ |  |  | Lakshmi
HCPB11_741 | Siemens Medical Solutions | 05228361 |  | Cap | Front Left End Cap For E-Cam Detector Tub |  |  | 90 Days |  | e.cam Gantry Single Head v3.0/Dual Head v3.7 |  |  |  |  | https://www.medicaloutfittersparts.com/web/image/product.product/13536/image_1024/%5B5228361%5D%20Siemens%20E-Cam%20Detector%20Tub%20Front%20Left%20End%20Cap%2C%20PN%205228361?unique=19590e9 | https://www.medicaloutfittersparts.com/web/image/product.image/4048/image_1024/Siemens%20E-Cam%20Detector%20Tub%20Front%20Left%20End%20Cap%2C%20PN%205228361?unique=19590e9 | https://www.medicaloutfittersparts.com/web/image/product.image/4049/image_1024/Siemens%20E-Cam%20Detector%20Tub%20Front%20Left%20End%20Cap%2C%20PN%205228361?unique=19590e9 | [27 empty] | Brand Name |  | Type | Front Left End | Size |  | Color |  | Material |  | Dimensions |  | For Use With | For E-Cam Detector Tub | [112 empty] | 0.004lb | 1 Piece | End Cap | Front Left End Cap | E-Cam Detector Tub End Cap | https://shop.siemens-healthineers.com/en-us/product/A_05228361 | https://www.medicaloutfittersparts.com/shop/5228361-siemens-e-cam-detector-tub-front-left-end-cap-pn-5228361-26303 | https://directmedimaging.com/sitewide-search/?query=5228361 |  |  | Lakshmi
HCPB11_742 | Siemens Medical Solutions | 05238717 |  | Pad | PHS Pallet Pad For X-Ray System |  |  | 90 Days |  | e.cam Gantry Single Head v3.0/Dual Head v3.7 |  |  |  |  | https://digitalmedia.shop.siemens-healthineers.com/catalog/products/05328717_1_1280x1280.jpg | [29 empty] | Brand Name |  | Type | PHS Pallet | Size |  | Color |  | Material |  | Dimensions |  | For Use With | For X-Ray System | [112 empty] | 44.092lb | 1 Piece | PHS Pallet Pad | X-Ray PHS Pallet Pad |  | https://shop.siemens-healthineers.com/en-us/product/A_05238717 | https://www.novarium.net/vendita/prodotto/?pid=24073103372602 | https://directmedimaging.com/part/na/na/phs-pallet-pad-5238717/ |  |  | Lakshmi
HCPB11_743 | Siemens Medical Solutions | 05487819 |  | Grease | Silicone Grease For Oncology Care |  |  | 90 Days |  | Oncor Impression Plus/Impression/Avant Garde/Expression | [34 empty] | Brand Name |  | Type |  | Size |  | Color |  | Material | Silicone | Dimensions |  | For Use With | For Oncology Care | [112 empty] | 0.11lb | 1 Piece | Grease | Silicone Grease | Oncology Care Silicone Grease | https://shop.siemens-healthineers.com/en-us/product/A_05487819 | https://pmbiomedical.com/products/img_parts_grease-silicone_106700 | https://directmedimaging.com/part/na/siemens/greasesilicone-5487819/ |  |  | Lakshmi
HCPB11_744 | Siemens Medical Solutions | 05514737 |  | Cushion | Outside Knee Cushion For MRI Scanner |  |  | 90 Days |  | Magnetom Harmony System |  |  |  |  | https://digitalmedia.shop.siemens-healthineers.com/catalog/products/05514737_1_1280x1280.jpg | https://digitalmedia.shop.siemens-healthineers.com/catalog/products/05514737_2_1280x1280.jpg | https://digitalmedia.shop.siemens-healthineers.com/catalog/products/05514737_3_1280x1280.jpg | [14 empty] | Positioning aid for the knee examination | [12 empty] | Brand Name |  | Type | Outside Knee | Size |  | Color |  | Material |  | Dimensions |  | For Use With | For MRI Scanner | [112 empty] | 1.66kg | 1 Piece | Knee Cushion | MRI Scanner Knee Cushion | Outside Knee Cushion | https://www.shop.siemens-healthineers.com/en-in/product/A_05514737 | https://prompt.parts/product/product-5514737-knee-cushion-outside/ | https://directmedimaging.com/part/mri/siemens/knee-cushion-outside-5514737/ |  |  | Lakshmi
HCPB11_745 | Siemens Medical Solutions | 05568469 |  | Mattress | Patient Mattress For Rad Room |  | Radiolucent table pad with a heavy-duty, soft, light-colored plastic cover that is easy to clean. The soft cushion allows comfortable patient positioning and repositioning. To prevent the pad from sliding during head-up positions, the straps of the patient table pad can be attached to the grip protection rail at the head end. The soft cushion allows comfortable patient positioning and repositioning. | 90 Days |  | Luminos RF Classic/MULTIX Fusion/Max Ysio System |  |  |  |  | https://digitalmedia.shop.siemens-healthineers.com/catalog/products/05568469_1_1280x1280.jpg | [29 empty] | Brand Name |  | Type | Patient | Size |  | Color |  | Material |  | Dimensions |  | For Use With | For Rad Room | [112 empty] | 2.5kg | 1 Piece | Mattress | Patient Mattress | Rad Room Patient Mattress | https://www.shop.siemens-healthineers.com/en-in/product/A_05568469 | https://prompt.parts/product/product-5568469-patient-mattress/ | https://directmedimaging.com/part/x-ray/siemens/patient-mattress-5568469/ |  |  | Lakshmi
HCPB11_746 | Siemens Medical Solutions | 05670745 |  | Potentiometer | 2W 10kohm CPL Potentiometer For Rad Room |  |  | 90 Days |  | Axiom Aristos MX | 1kg | 7cm | 5cm |  | https://partsdesk24.com/cdn/shop/files/2db4809b-16db-498c-910b-d5c9929fb661-image.jpg?v=1743685740&width=950 | https://partsdesk24.com/cdn/shop/files/eb58d5f5-7968-4a0c-87c5-e93410c7d9f7-image.jpg?v=1743685740&width=950 | [28 empty] | Brand Name |  | Type |  | Size | 3cm | Color |  | Material |  | Dimensions |  | For Use With | For Rad Room | Power Rating | 2W | Resistance | 10kohm | [108 empty] | 0.595lb | 1 Piece | Potentiometer | CPL Potentiometer | Rad Room CPL Potentiometer | https://shop.siemens-healthineers.com/en-us/product/A_05670745 | https://shop.m-e-d.at/products/potentiometer-2-w-10-kohm-complete-5670745 | https://partsdesk24.com/products/siemens-axiom-aristos-mx-rad-room-40000633 | https://directmedimaging.com/part/x-ray/siemens/potentiometer-cpl-5670745/ |  | Lakshmi
HCPB11_747 | Siemens Medical Solutions | 05726349 | D12 | Board | D12 Regulator Board For MRI Scanner |  |  | 90 Days |  | Symphony |  |  |  |  | https://www.blockimaging.com/hubfs/Parts/34111_5726349%20(2).jpg | https://www.blockimaging.com/hubfs/Parts/34111_5726349%20(3).jpg | https://www.blockimaging.com/hubfs/Parts/34111_5726349%20(4).jpg | https://www.blockimaging.com/hubfs/Parts/34111_5726349%20(5).jpg | [26 empty] | Brand Name |  | Type | Regulator | Size |  | Color |  | Material |  | Dimensions |  | For Use With | For MRI Scanner | [112 empty] | 1.224lb | 1 Piece | Board | Regulator Board | MRI Scanner Regulator Board | https://shop.siemens-healthineers.com/en-us/product/A_05726349 | https://www.blockimaging.com/parts/5726349-siemens-mri-d12-regulator-board | https://directmedimaging.com/part/mri/siemens/regulator-d12-5726349/ |  |  | Lakshmi
HCPB11_748 | Siemens Medical Solutions | 05765966 |  | Tank | High Voltage Tank For HV Generator |  |  | 90 Days |  | Mammomat | [34 empty] | Brand Name |  | Type | High Voltage | Size |  | Color |  | Material |  | Dimensions |  | For Use With | For Mammography, HV Generator | [112 empty] | 29.101lb | 1 Piece | Tank | High Voltage Tank | Generator High Voltage Tank | https://shop.siemens-healthineers.com/en-us/product/A_05765966 | https://www.blockimaging.com/parts/5765966-siemens-mammography-hv-generator-high-voltage-tank | https://directmedimaging.com/part/x-ray/siemens/h-v-generator-5765966/ |  |  | Lakshmi
HCPB11_749 | Siemens Medical Solutions | 05892380 |  | Assembly | Pre Filter Assembly For R/F Room |  |  | 90 Days |  | Axiom |  |  |  |  | https://digitalmedia.shop.siemens-healthineers.com/catalog/products/05892380.jpg | [29 empty] | Brand Name |  | Type | Pre Filter | Size |  | Color |  | Material |  | Dimensions |  | For Use With | For R/F Room | [112 empty] | 4.63lb | 1 Piece | Pre Filter Assembly | R/F Room Pre Filter Assembly |  | https://shop.siemens-healthineers.com/en-us/product/A_05892380 | https://www.blockimaging.com/parts/5892380-siemens-r-f-room-pre-filter-assembly | https://directmedimaging.com/part/x-ray/siemens/pre-filter-axiom-si-rev-0-5892380/ |  |  | Lakshmi
HCPB11_75 | Datex-Ohmeda | 6600-1363-500 |  | Latch | Bed Locking Latch For Giraffe™ Hybrid and Giraffe™ Incubator | [19 empty] | http://www.frankshospitalworkshop.com/equipment/documents/infant_incubators/service_manuals/Datex-Ohmeda%20Giraffe%20Incubator%20-%20Service%20manual.pdf | [6 empty] | High quality locking latch | Extremely low and high temperature range | High strength | Lightweight | [9 empty] | Brand Name |  | Type | Bed Locking | Size |  | Color |  | Material |  | Dimensions |  | For Use With | For Giraffe™ Hybrid and Giraffe™ Incubator | [114 empty] | Locking Latch | Bed Locking Latch | Incubator Locking Latch | https://dev-services.gehealthcare.in/gehcstorefront/p/6600-1363-500 | https://services.gehealthcare.in/gehcstorefront/p/6600-1363-500 |  |  |  | Ashok
HCPB11_750 | Siemens Medical Solutions | 05915801 |  | Cable | ECC Cable For Cath Lab/Angio |  |  | 90 Days |  | Artis Zee/Axiom Artis | [34 empty] | Brand Name |  | Type | ECC | Size |  | Color |  | Material |  | Dimensions |  | For Use With | For Cath Lab/Angio | [112 empty] | 1.422lb | 1 Piece | Cable | ECC Cable | Cath Lab/Angio ECC Cable | https://shop.siemens-healthineers.com/en-us/product/A_05915801 | https://www.mediram.net/5915801-ecc-cable |  |  |  | Lakshmi
HCPB11_751 | Siemens Medical Solutions | 06615392 |  | Switch | Proximity Switch For X-Ray System |  |  | 90 Days |  | Artis zee FA/ceiling/multi-purpose/BA/floor MN |  |  |  |  | https://digitalmedia.shop.siemens-healthineers.com/catalog/products/06615392.jpg | [29 empty] | Brand Name |  | Type | Proximity | Size |  | Color |  | Material |  | Dimensions |  | For Use With | For X-Ray System | [112 empty] | 5.732lb | 1 Piece | Proximity Switch | X-Ray Proximity Switch |  | https://shop.siemens-healthineers.com/en-us/product/A_06615392 | https://directmedimaging.com/part/x-ray/siemens/proximity-switch-6615392/ |  |  |  | Lakshmi
HCPB11_752 | Siemens Medical Solutions | 06635721 |  | Potentiometer | C-Arm Rotation Potentiometer For X-Ray System |  |  | 90 Days |  | Artis T |  |  |  |  | https://digitalmedia.shop.siemens-healthineers.com/catalog/products/06635721.jpg | [29 empty] | Brand Name |  | Type | C-Arm Rotation | Size |  | Color |  | Material |  | Dimensions |  | For Use With | For X-Ray System | [112 empty] | 0.772lb | 1 Piece | Potentiometer | C-Arm Rotation Potentiometer | X-Ray C-Arm Rotation Potentiometer | https://shop.siemens-healthineers.com/en-us/product/A_06635721 | https://directmedimaging.com/part/x-ray/siemens/pot-c-arm-rot-artis-t-6635721/ |  |  |  | Lakshmi
HCPB11_753 | Siemens Medical Solutions | 06644541 |  | Cable | 3.8m L 10-Lead IEC2 ECG Trunk Cable with 14-Pole REDEL Plug For Angio Lab |  |  | 90 Days |  | Axiom Sensis XP System |  |  |  |  | https://digitalmedia.shop.siemens-healthineers.com/catalog/products/06644541_1_1280x1280.jpg | [29 empty] | Brand Name |  | Type | ECG Trunk | Size |  | Color |  | Material |  | Dimensions |  | For Use With | For Angio Lab | Number of Leads | 10 | Standards | IEC2 | With | With 14-Pole REDEL Plug | [106 empty] | 0.4kg | 1 Piece | Cable | ECG Trunk Cable | ECG Trunk Cable with 14-Pole REDEL Plug | https://www.shop.siemens-healthineers.com/en-in/product/A_06644541 | https://prompt.parts/product/product-6644541-ecg-trunkcable-3-8m-iec2/ | https://directmedimaging.com/part/x-ray/siemens/ecg-trunkcable-3-8m-iec2-6644541/ |  |  | Lakshmi
HCPB11_754 | Siemens Medical Solutions | 06644590 |  | Kit | 1m L 5-Lead IEC1W Electrode Cable Kit with Grabbers For Cath Lab |  |  | 90 Days |  | Axiom Sensis XP System |  |  |  |  | https://digitalmedia.shop.siemens-healthineers.com/catalog/products/06644590_1_1280x1280.jpg | [29 empty] | Brand Name |  | Type | Standard Limb Lead Electrode Cable | Size |  | Color |  | Material |  | Dimensions |  | For Use With | For Cath Lab | Number of Leads | 5 | Standards | IEC1W | With | With Grabbers, 5-Position Cover | [106 empty] | 0.35kg | 1 Piece | Cable Kit | Electrode Cable Kit | Electrode Cable Kit with Grabbers | https://www.shop.siemens-healthineers.com/en-in/product/A_06644590 | https://prompt.parts/product/product-6644590-std-limb-lead-cab-grab-kit-iec1w/ | https://directmedimaging.com/part/x-ray/siemens/std-limb-lead-cab-grab-kit-iec1w-6644590/ |  |  | Lakshmi
HCPB11_755 | Siemens Medical Solutions | 07008852 |  | Insert | 20 x 20 V1 Lead Calibration Insert For Cath/Angio Lab |  |  | 90 Days |  | Artis zee FA/ceiling/multi-purpose/BA/floor MN |  |  |  |  | https://www.blockimaging.com/hubfs/Parts/7008852-v1-lead-calibration-insert-for-siemens-cath2Fangio-1.jpg | [29 empty] | Brand Name |  | Type | V1 Lead Calibration | Size |  | Color |  | Material |  | Dimensions | 20 x 20 | For Use With | For Cath/Angio Lab | [112 empty] | 3.527lb | 1 Piece | Insert | Lead Insert | V1 Lead Calibration Insert | https://shop.siemens-healthineers.com/en-us/product/A_07008852 | https://www.blockimaging.com/parts/7008852-siemens-cath-angio-v1-lead-calibration-insert | https://directmedimaging.com/part/x-ray/siemens/lead-insert-20x20-calibration-7008852/ |  |  | Lakshmi
HCPB11_756 | Siemens Medical Solutions | 07042315 |  | Sensor | 3D Force Sensor For X-Ray System |  |  | 90 Days |  | Ysio |  |  |  |  | https://www.blockimaging.com/hubfs/Parts/60992_7042315%20(3).jpg | https://www.blockimaging.com/hubfs/Parts/60992_7042315%20(5).jpg | https://www.blockimaging.com/hubfs/Parts/60992_7042315%20(2).jpg | https://www.blockimaging.com/hubfs/Parts/60992_7042315%20(4).jpg | [26 empty] | Brand Name |  | Type | 3D Force | Size |  | Color |  | Material |  | Dimensions |  | For Use With | For X-Ray System | [112 empty] | 2.646lb | 1 Piece | Sensor | 3D Force Sensor | X-Ray 3D Force Sensor | https://shop.siemens-healthineers.com/en-us/product/A_07042315 | https://www.blockimaging.com/parts/7042315-siemens-x-ray-3d-force-sensor | https://directmedimaging.com/part/x-ray/siemens/3d-force-sensor-7042315/ |  |  | Lakshmi
HCPB11_757 | Siemens Medical Solutions | 07043644 |  | Grip | Hand Grip For X-Ray System With Button |  |  | 90 Days |  | Ysio |  |  |  |  | https://directmedimaging.com/wp-content/uploads/parts/7043644.1.jpg | [29 empty] | Brand Name |  | Type | Spare Part Hand | Size |  | Color |  | Material |  | Dimensions |  | For Use With | For X-Ray System | With | With Button | [110 empty] | 4.189lb | 1 Piece | Hand Grip | X-Ray Hand Grip | Hand Grip With Button | https://shop.siemens-healthineers.com/en-us/product/A_07043644 | https://www.blockimaging.com/parts/7043644-siemens-x-ray-hand-grip-with-button | https://directmedimaging.com/part/x-ray/siemens/spare-part-hand-grip-with-button-7043644/ |  |  | Lakshmi
HCPB11_758 | Siemens Medical Solutions | 07044899 |  | Assembly | 3D Stop Assembly For X-Ray System |  |  | 90 Days |  | Axiom Luminos dRF, Ysio, Luminos Agile/dRF Max |  |  |  |  | https://digitalmedia.shop.siemens-healthineers.com/catalog/products/07044899.jpg | [29 empty] | Brand Name |  | Type | 3D Stop | Size |  | Color |  | Material |  | Dimensions |  | For Use With | For X-Ray System | [112 empty] | 4.74lb | 1 Piece | 3D Stop Assembly | X-Ray 3D Stop Assembly |  | https://shop.siemens-healthineers.com/en-us/product/A_07044899 | https://www.blockimaging.com/parts/7044899-siemens-x-ray-3d-stop-assembly | https://directmedimaging.com/part/x-ray/siemens/stop-assembly-3d-v-kpl-7044899/ |  |  | Lakshmi
HCPB11_759 | Siemens Medical Solutions | 07046787 |  | Motor | Complete Motor For X-Ray System |  |  | 90 Days |  | Axiom Luminos dRF, Ysio, Luminos Agile/dRF Max |  |  |  |  | https://digitalmedia.shop.siemens-healthineers.com/catalog/products/07046787_1_1280x1280.jpg | [29 empty] | Brand Name |  | Type | Complete | Size |  | Color |  | Material |  | Dimensions |  | For Use With | For X-Ray System | [112 empty] | 9.131lb | 1 Piece | Complete Motor | X-Ray Complete Motor |  | https://shop.siemens-healthineers.com/en-us/product/A_07046787 | https://unity-imaging.com/product/7046787-motor-cpl-siemens/ | https://directmedimaging.com/part/x-ray/siemens/motor-cpl-7046787/ |  |  | Lakshmi
HCPB11_76 | Datex-Ohmeda | 6600-1807-500 |  | Panel | Rigid East/West Door Panel With Porthole For Giraffe™ Incubator |  | The Door Panel E/W is made up of an Acrylite GP material. This material is chosen because of having better weather resistance than other types of plastics. It can withstand in various weather conditions like sunlight, extreme cold, sudden temperature changes, salt water spray and other harsh condition. The light weight of the material allows the operator to handle it easily. The good expansion and contraction of the material offers sustainability in many type of weather condition. The expansion of the material will be 3 times as much as metals and 8 times as much as glass. It has high impact resistance, which means the material has the ability to withstand the sudden shock or intense force. This can be used in temperature range from 0 0° C (0 0° F) to 93 0° C (200 0° F). This door is one of the major component in bed and side panel assembly. This is being used as a side wall in Giraffe™ incubator. This door has two porthole cutout on it. These two cutout will be enclosed by porthole door. The born babies can be accessed easily using this porthole doors. | [7 empty] | https://services.gehealthcare.in/medias?context=bWFzdGVyfGltYWdlc3w0MTg0NXxpbWFnZS9qcGVnfGltYWdlcy9oYmYvaDk1Lzg3OTYzMTMyMjMxOTguanBnfGU3OWMxN2RjOWY1YjQwMzJjMDk5NzNhNmI0ZjJkMmYxZTVkMzQyOTBkMzhiYmQ0NTJlMjBhZjkyZDdhODhkY2U | [9 empty] | http://www.frankshospitalworkshop.com/equipment/documents/infant_incubators/service_manuals/Datex-Ohmeda%20Giraffe%20Incubator%20-%20Service%20manual.pdf | [6 empty] | No burrs and sharp edges | Lightweight | High impact resistance | [10 empty] | Brand Name |  | Type | Rigid East/West Door | Size |  | Color |  | Material |  | Dimensions |  | For Use With | For Giraffe™ Incubator | With | With Porthole | [112 empty] | Door Panel | East/West Door Panel | Door Panel With Porthole | https://dev-services.gehealthcare.in/gehcstorefront/p/6600-1807-500 |  |  |  |  | Ashok
HCPB11_760 | Siemens Medical Solutions | 07098150 |  | Cushion | Wedge Cushion For MRI Scanner |  |  | 90 Days |  | Magnetom Sola System |  |  |  |  | https://digitalmedia.shop.siemens-healthineers.com/catalog/products/07098150_1_1280x1280.jpg | [16 empty] | Cushion that can be used for comfortable positioning of patients during examination | [12 empty] | Brand Name |  | Type | Wedge | Size |  | Color |  | Material |  | Dimensions |  | For Use With | For MRI Scanner | [112 empty] | 0.27kg | 1 Piece | Cushion | Wedge Cushion | MRI Scanner Wedge Cushion | https://www.shop.siemens-healthineers.com/en-in/product/A_07098150 | https://prompt.parts/product/product-7098150-wedge-pad/ | https://directmedimaging.com/part/mri/siemens/wedge-pad-7098150/ |  |  | Lakshmi
HCPB11_761 | Siemens Medical Solutions | 07121267 |  | Fan | Heat Exchanger Fan For MRI Scanner |  |  | 90 Days |  | Magnetom Symphony Syngo MR/Avanto/Espree/Verio |  |  |  |  | https://www.medicaloutfittersparts.com/web/image/product.product/4338/image_1024/%5B7121267%5D%20Siemens%20MRI%20Heat%20Exchanger%20Fan%2C%20PN%207121267?unique=75b2d36 | [29 empty] | Brand Name |  | Type | Heat Exchanger | Size |  | Color |  | Material |  | Dimensions |  | For Use With | For MRI Scanner | [112 empty] | 4.806lb | 1 Piece | Fan | Heat Exchanger Fan | MRI Scanner Heat Exchanger Fan | https://shop.siemens-healthineers.com/en-us/product/A_07121267 | https://www.medicaloutfittersparts.com/shop/7121267-siemens-mri-heat-exchanger-fan-pn-7121267-17072 | https://directmedimaging.com/part/na/na/ccs-fan-replacement-fan-7121267-replacement/ |  |  | Lakshmi
HCPB11_762 | Siemens Medical Solutions | 07125086 | D115 | Board | D115 Starting Device Board For CT Scanner |  |  | 90 Days |  | Emotion |  |  |  |  | https://www.blockimaging.com/hubfs/Parts/16464_7125086%20(2).jpg | https://www.blockimaging.com/hubfs/Parts/16464_7125086%20(3).jpg | https://www.blockimaging.com/hubfs/Parts/16464_7125086%20(4).jpg | https://www.blockimaging.com/hubfs/Parts/16464_7125086%20(5).jpg | [26 empty] | Brand Name |  | Type | Starting Device | Size |  | Color |  | Material |  | Dimensions |  | For Use With | For CT Scanner | [112 empty] | 2.403lb | 1 Piece | Board | Starting Device Board | CT Scanner Starting Device Board | https://shop.siemens-healthineers.com/en-us/product/A_07125086 | https://parts.blockimaging.com/7125086-starting-device-ct-d115-for-siemens-ct | https://directmedimaging.com/part/x-ray/siemens/starting-device-ct-d115-7125086/ |  |  | Lakshmi
HCPB11_763 | Siemens Medical Solutions | 07358489 |  | Detector-ST | Silicon Detector-ST For Linear Accelerator |  |  | 90 Days |  | XRD 1640 AG9 |  |  |  |  | https://digitalmedia.shop.siemens-healthineers.com/catalog/products/07358489_1_1280x1280.jpg | [29 empty] | Brand Name |  | Type | Silicon | Size |  | Color |  | Material |  | Dimensions |  | For Use With | For Linear Accelerator | [112 empty] | 112.435lb | 1 Piece | Silicon Detector-ST | Linear Accelerator Detector | Linear Accelerator Silicon Detector | https://shop.siemens-healthineers.com/en-us/product/A_07358489 | https://armesol.com/en/rxyotros/ | https://www.dotmed.com/listing/linear-accelerator/siemens/7358489/4666646 | https://directmedimaging.com/part/na/siemens/xrd-1640-ag9-silicon-detector-st-7358489/ |  | Lakshmi
HCPB11_764 | Siemens Medical Solutions | 07366771 |  | Screwdriver | Screwdriver For MRI Machine |  |  | 90 Days |  | Magnetom Symphony Syngo MR/Avanto/Espree | [34 empty] | Brand Name |  | Type |  | Size |  | Color |  | Material |  | Dimensions |  | For Use With | For MRI Machine | [112 empty] | 0.397lb | 1 Piece | Screwdriver | MRI Machine Screwdriver |  | https://shop.siemens-healthineers.com/en-us/product/A_07366771 | https://shop.m-e-d.at/products/screwdriver-7366771 | https://in.bimedis.com/p-item/parts-of-mri-machine-siemens-p-n-7366771-2032218 | https://directmedimaging.com/part/mri/siemens/screwdriver-7366771/ |  | Lakshmi
HCPB11_765 | Siemens Medical Solutions | 07387892 | D6 | Board | D6 LWL_INT Interface Board For MRI Scanner |  |  | 90 Days |  | Espree |  |  |  |  | https://www.blockimaging.com/hubfs/Parts/7387892-lwl_int-d6-interface-board-for-siemens-closed-mri-1.jpg | https://www.blockimaging.com/hubfs/Parts/7387892-lwl_int-d6-interface-board-for-siemens-closed-mri-3.jpg | https://www.blockimaging.com/hubfs/Parts/7387892-lwl_int-d6-interface-board-for-siemens-closed-mri-4.jpg | https://www.blockimaging.com/hubfs/Parts/7387892-lwl_int-d6-interface-board-for-siemens-closed-mri-5.jpg | https://www.blockimaging.com/hubfs/Parts/7387892-lwl_int-d6-interface-board-for-siemens-closed-mri-6.jpg | [25 empty] | Brand Name |  | Type | LWL_INT Interface | Size |  | Color |  | Material |  | Dimensions |  | For Use With | For MRI Scanner | [112 empty] | 1.786lb | 1 Piece | Interface Board | MRI Scanner Interface Board |  | https://shop.siemens-healthineers.com/en-us/product/A_07387892 | https://www.blockimaging.com/parts/7387892-siemens-mri-lwl-int-d6-interface-board | https://directmedimaging.com/sitewide-search/?query=7387892 |  |  | Lakshmi
HCPB11_766 | Siemens Medical Solutions | 07390391 |  | Rack+BackPlane | AMC Rack+BackPlane For MRI Scanner |  |  | 90 Days |  | Avanto |  |  |  |  | https://digitalmedia.shop.siemens-healthineers.com/catalog/products/07390391_1_1280x1280.jpg | [29 empty] | Brand Name |  | Type | AMC | Size |  | Color |  | Material |  | Dimensions |  | For Use With | For MRI Scanner | [112 empty] | 10.362lb | 1 Piece | AMC Rack+BackPlane | MRI Scanner AMC Rack+BackPlane |  | https://shop.siemens-healthineers.com/en-us/product/A_07390391 | https://www.medicaloutfittersparts.com/shop/7390391-siemens-mri-avanto-amc-rack-backplane-pn-7390391-28949 | https://directmedimaging.com/part/mri/siemens/amc-rackbackplane-7390391/ |  |  | Lakshmi
HCPB11_767 | Siemens Medical Solutions | 07395176 |  | Kit | Carbon Low Voltage Brush Kit For CT Scanner |  |  | 90 Days |  | Somatom/Sensation System |  |  |  |  | https://suntronixmedicalimaging.com/wp-content/uploads/2017/02/P1280344.jpg | [29 empty] | Brand Name |  | Type | Low Voltage Brush | Size |  | Color |  | Material | Carbon | Dimensions |  | For Use With | For CT Scanner | [112 empty] | 0.333lb | 1 Piece | Carbon Brush Kit | Low Voltage Brush Kit | CT Scanner Brush Kit | https://shop.siemens-healthineers.com/en-us/product/A_07395176 | https://suntronixmedicalimaging.com/product/siemens-brushes-7395176/ | https://directmedimaging.com/part/ct/siemens/set-of-carbon-brushes-7395176/ |  |  | Lakshmi
HCPB11_768 | Siemens Medical Solutions | 07395234 |  | Sensor | W-W Flow Sensor For CT Scanner |  |  | 90 Days |  | Somatom Cooling System |  |  |  |  | https://www.medicaloutfittersparts.com/web/image/product.product/7223/image_1024/%5B7395234%5D%20Siemens%20CT%20Somatom%20Cooling%20System%20W-W%20Flow%20Sensor%2C%20PN%207395234?unique=75b2d36 | [29 empty] | Brand Name |  | Type | W-W Flow | Size |  | Color |  | Material |  | Dimensions |  | For Use With | For CT Scanner | [112 empty] | 1.146lb | 1 Piece | Flow Sensor | W-W Flow Sensor | CT Scanner W-W Flow Sensor | https://shop.siemens-healthineers.com/en-us/product/A_07395234 | https://www.medicaloutfittersparts.com/shop/7395234-siemens-ct-somatom-cooling-system-w-w-flow-sensor-pn-7395234-19982 | https://directmedimaging.com/part/ct/siemens/flow-sensor-7395234/ |  |  | Lakshmi
HCPB11_769 | Siemens Medical Solutions | 07395424 |  | Board | Control Board For CT Scanner |  |  | 90 Days |  | Sensation |  |  |  |  | https://www.blockimaging.com/hubfs/Parts/31973%20(4).jpg | https://www.blockimaging.com/hubfs/Parts/31973%20(2).jpg | https://www.blockimaging.com/hubfs/Parts/31973%20(3).jpg | https://www.blockimaging.com/hubfs/Parts/31973%20(5).jpg | [26 empty] | Brand Name |  | Type | Control | Size |  | Color |  | Material |  | Dimensions |  | For Use With | For CT Scanner | [112 empty] | 0.926lb | 1 Piece | Control Board | CT Scanner Control Board |  | https://shop.siemens-healthineers.com/en-us/product/A_07395424 | https://parts.blockimaging.com/7395424-control-board-for-siemens-ct | https://directmedimaging.com/part/ct/siemens/control-board-7395424/ |  |  | Lakshmi
HCPB11_77 | Datex-Ohmeda | 884101 |  | Tube | 3m L Yellow Disposable Spirometry Tube For S/5TM Compact Airway Module | [9 empty] | https://services.gehealthcare.in/medias/884101-Spirometry-Tubes-Disposable-3m-Yellow-1.jpg?context=bWFzdGVyfGltYWdlc3w2MjAyNnxpbWFnZS9qcGVnfGFXMWhaMlZ6TDJoaU55OW9OREV2T0RrNU16TTJPRFkzTURJek9DNXFjR2N8Yzc0OGRlNzU3MThjZThhZWU4YTlhMjc1NDMyNjFiODMxNjNiOTU1YzQ2NDAxZjY3YzMzY2IyNmMyNGNmZDMxYw | [9 empty] | https://documents.cdn.ifixit.com/MWy6erwfPqikghfp.pdf | [6 empty] | Our family of patient spirometry accessories are for monitoring airway gases, spirometry and gas exchange/metabolics | They are ventilator independent and obtain patient values proximally at the patient airway | [11 empty] | Brand Name |  | Type | Spirometry | Size |  | Color | Yellow | Material |  | Dimensions |  | For Use With | For S/5TM Compact Airway Module | Usage | Disposable | Length | 3m | [110 empty] | Spirometry Tube | Disposable Spirometry Tube | Airway Module Spirometry Tube | https://dev-services.gehealthcare.in/gehcstorefront/p/884101 | https://services.gehealthcare.in/gehcstorefront/p/884101 |  |  |  | Ashok
HCPB11_770 | Siemens Medical Solutions | 07395432 |  | Sensor | Temperature Sensor For CT Scanner |  |  | 90 Days |  | Sensation |  |  |  |  | https://www.blockimaging.com/hubfs/Parts/7395432_26601.jpg | [29 empty] | Brand Name |  | Type | Temperature | Size |  | Color |  | Material |  | Dimensions |  | For Use With | For CT Scanner | [112 empty] | 0.498lb | 1 Piece | Sensor | Temperature Sensor | CT Scanner Temperature Sensor | https://shop.siemens-healthineers.com/en-us/product/A_07395432 | https://www.blockimaging.com/parts/7395432-siemens-ct-temperature-sensor | https://directmedimaging.com/part/ct/siemens/temperature-sensor-7395432/ |  |  | Lakshmi
HCPB11_771 | Siemens Medical Solutions | 07395440 |  | Cleaner | 80 x 65 Abrasive Cleaner For CT Scanner |  |  | 90 Days |  | Somatom Defintion/Defintion AS/Spirit | [34 empty] | Brand Name |  | Type | Abrasive | Size |  | Color |  | Material |  | Dimensions | 80 x 65 | For Use With | For CT Scanner | [112 empty] | 0.683lb | 1 Piece | Cleaner | Abrasive Cleaner | CT Scanner Abrasive Cleaner | https://shop.siemens-healthineers.com/en-us/product/A_07395440 | https://www.blockimaging.com/parts/7395440-siemens-other-abrasive-cleaner | https://directmedimaging.com/part/ct/siemens/abrasive-cleaner-8065-7395440/ |  |  | Lakshmi
HCPB11_772 | Siemens Medical Solutions | 07396364 |  | Cable | ECG Cable For CT Scanner |  |  | 90 Days |  | Sensation |  |  |  |  | https://www.blockimaging.com/hubfs/Parts/25610_7396364%20(2).jpg | [29 empty] | Brand Name |  | Type | ECG | Size |  | Color |  | Material |  | Dimensions |  | For Use With | For CT Scanner | [112 empty] | 0.772lb | 1 Piece | Cable | ECG Cable | CT Scanner ECG Cable | https://shop.siemens-healthineers.com/en-us/product/A_07396364 | https://www.blockimaging.com/parts/7396364-siemens-ct-ecg-cable | https://directmedimaging.com/part/ct/siemens/ecg-cable-eu-7396364/ |  |  | Lakshmi
HCPB11_773 | Siemens Medical Solutions | 07445682 |  | Headrest | 1234 L x 123 W x 12mm Thk Headrest For CT Scanner |  | Headrest with 15° inclination. Can be used with all patient tables. | 90 Days |  | AR.C/AR.T/AR.TX Definition System |  | 123mm |  |  | https://digitalmedia.shop.siemens-healthineers.com/catalog/products/07445682_1_1280x1280.jpg | [29 empty] | Brand Name |  | Type |  | Size |  | Color |  | Material |  | Dimensions |  | For Use With | For CT Scanner | Thickness | 12mm | With | With 15 deg Inclination | [108 empty] | 0.3kg | 1 Piece | Headrest | CT Scanner Headrest |  | https://www.shop.siemens-healthineers.com/en-in/product/A_07445682 | https://prompt.parts/product/product-7445682-head-rest-15aa-f-head-support/ | https://directmedimaging.com/part/ct/siemens/head-rest-15-degrees-f-head-suppor-7445682/ |  |  | Lakshmi
HCPB11_774 | Siemens Medical Solutions | 07445757 |  | Set | Belt Set For PET/CT |  | Restraint strap set for the safe positioning of even obese patients on the patient table. Can only be used with the following tables: Patient table P10, PHS P10/P15, PHS-1A and PHS-1B. | 90 Days |  | Biograph mCT/Flow Sensation 10 16 40 64/Cardiac 64 Open 2 System |  |  |  |  | https://digitalmedia.shop.siemens-healthineers.com/catalog/products/07445757_1_1280x1280.jpg | [29 empty] | Brand Name |  | Type | Belt | Size |  | Color |  | Material |  | Dimensions |  | For Use With | For PET/CT | Set Containes | (1) 07445765 700 L x 50mm W Chin Strap, (1) 07445773 700 L x 30mm W Chin Strap, (1) 07445781 1800 L x 200mm W Patient Belt, (2) 08156465 1650 L x 100mm W Fixing Strap, (3) 08905239 700 L x 30mm W Fleece Tape | [110 empty] | 0.71kg | 1 Piece | Belt Set | PET/CT Belt Set |  | https://www.shop.siemens-healthineers.com/en-in/product/A_07445757 | https://prompt.parts/product/product-7445757-belt-set/ | https://directmedimaging.com/part/ct/siemens/belt-set-7445757/ |  |  | Lakshmi
HCPB11_775 | Siemens Medical Solutions | 07453892 |  | Pad | Patient Pad For Urology |  |  | 90 Days |  | Uroscop Access/Omnia/Omnia Max System |  |  |  |  | https://digitalmedia.shop.siemens-healthineers.com/catalog/products/07453892_1_1280x1280.jpg | https://digitalmedia.shop.siemens-healthineers.com/catalog/products/07453892_2_1280x1280.jpg | [28 empty] | Brand Name |  | Type | Patient | Size |  | Color |  | Material |  | Dimensions |  | For Use With | For Urology | [112 empty] | 5kg | 1 Piece | Pad | Patient Pad | Urology Patient Pad | https://www.shop.siemens-healthineers.com/en-in/product/A_07453892 | https://prompt.parts/product/product-7453892-patient-pad-access-e/ | https://directmedimaging.com/part/x-ray/siemens/patient-pad-access-e-7453892/ |  |  | Lakshmi
HCPB11_776 | Siemens Medical Solutions | 07461127 |  | Adsorber | APD Compressor Adsorber For MRI Scanner |  | Oil filter to prevent contamination of MR refrigeration unit. Recommended replacement interval every 2 years. |  |  | Magnetom Amira System |  |  |  |  | https://digitalmedia.shop.siemens-healthineers.com/catalog/products/07461127.jpg | [29 empty] | Brand Name |  | Type | APD Compressor | Size |  | Color |  | Material |  | Dimensions |  | For Use With | For MRI Scanner | [112 empty] | 0.5kg | 1 Piece | Adsorber | APD Compressor Adsorber | MRI Scanner APD Compressor Adsorber | https://www.shop.siemens-healthineers.com/en-in/product/A_07461127 | https://prompt.parts/product/product-7461127-apd-compressor-adsorber-f70-hc-10/ |  |  |  | Lakshmi
HCPB11_777 | Siemens Medical Solutions | 07462380 | D400 | Board | D400 Board For CT Scanner |  |  | 90 Days |  | Somatom Sensation 64/Spirit/Emotion 6/Emotion 16 |  |  |  |  | https://www.blockimaging.com/hubfs/Parts/14123_7462380%20(2).jpg | https://www.blockimaging.com/hubfs/Parts/14123_7462380%20(3).jpg | https://www.blockimaging.com/hubfs/Parts/14123_7462380%20(4).jpg | https://www.blockimaging.com/hubfs/Parts/14123_7462380%20(5).jpg | [26 empty] | Brand Name |  | Type |  | Size |  | Color |  | Material |  | Dimensions |  | For Use With | For CT Scanner | [112 empty] | 2.359lb | 1 Piece | Board | CT Scanner Board |  | https://shop.siemens-healthineers.com/en-us/product/A_07462380 | https://www.blockimaging.com/parts/7462380-siemens-ct-d400-board | https://directmedimaging.com/part/ct/siemens/d400-7462380/ |  |  | Lakshmi
HCPB11_778 | Siemens Medical Solutions | 07541845 |  | Set | HV Cable Set For CT Scanner |  |  | 90 Days |  | Sensation |  |  |  |  | https://www.blockimaging.com/hubfs/Parts/31998_7541845%20(2).jpg | [29 empty] | Brand Name |  | Type | HV Cable | Size |  | Color |  | Material |  | Dimensions |  | For Use With | For CT Scanner | [112 empty] | 8.488lb | 1 Piece | Cable Set | HV Cable Set | CT Scanner HV Cable Set | https://shop.siemens-healthineers.com/en-us/product/A_07541845 | https://www.blockimaging.com/parts/7541845-siemens-ct-hv-cable-set | https://directmedimaging.com/part/ct/siemens/hv-cable-set-7541845/ |  |  | Lakshmi
HCPB11_779 | Siemens Medical Solutions | 07546802 |  | Set | DN40x5m Water Hose Set For MRI System |  |  | 90 Days |  | Magnetom 7T ant 9.4T/Magnetom Avanto 1.5T/Magnetom Espree/Magnetom Symphony A TIM | [34 empty] | Brand Name |  | Type | Water Hose | Size | DN40 | Color |  | Material |  | Dimensions |  | For Use With | For MRI System | [112 empty] | 48.501lb | 1 Piece | Hose Set | Water Hose Set | MRI System Water Hose Set | https://shop.siemens-healthineers.com/en-us/product/A_07546802 | https://www.mediram.net/7546802-water-hose-set-dn40-5m |  |  |  | Lakshmi
HCPB11_78 | Datex-Ohmeda | 897010-S |  | Filter | Highly Flexible Filter For F-CM1, S/5TM Compact Anesthesia Monitor | [9 empty] | https://services.gehealthcare.in/medias/897010-S-P1.jpg?context=bWFzdGVyfGltYWdlc3w0MTA5OTR8aW1hZ2UvanBlZ3xhVzFoWjJWekwyaGlNQzlvTlRNdk9EZzJPVFk1TmpFME16TTVNQzVxY0djfGY5NzU1NmJjYmFkYmM1MjZjZGI2NWE4M2Q0MDc0NjA3MzMxYmIxODQxODNjYzFiYjNmNDRiYzY3NTk4M2JiMDQ | https://services.gehealthcare.in/medias/897010-S-P2.jpg?context=bWFzdGVyfGltYWdlc3w1MzU2MTZ8aW1hZ2UvanBlZ3xhVzFoWjJWekwyZ3hNeTlvWkdZdk9EZzJPVGMzT1RZd016UTROaTVxY0djfGQ1NGU4Y2JlOTI2YzI3NTJmZDBlOWRmMmVlNWIzZmQ2NWJjNjljN2Q0Mjk1ODk2NjMzNGIyZjlkZjc5ZDFhNTY | https://services.gehealthcare.in/medias/897010-S-T1.jpg?context=bWFzdGVyfGltYWdlc3wxMDA1MjUwfGltYWdlL2pwZWd8YVcxaFoyVnpMMmhoTXk5b05Ua3ZPRGcyT1RnMk1qTXdPVGt4T0M1cWNHY3xkYjE2Y2VhMzYzNzI0YjE4ZTg2NTg5NzJmMWU3YTA0YmUyMTYyNzZiODgzOWIyMWRjN2ZiY2ZlMDA1OTU0Njc1 | [7 empty] | http://www.frankshospitalworkshop.com/equipment/documents/ecg/service_manuals/Datex-Ohmeda_S-5_Anaesthetic_Monitor_-_Technical_reference_manual_(2006).pdf | [6 empty] | Ideal for dusty conditions as it can arrest dust without affecting the performance much | Outstanding dust holding capacity | Low density | [10 empty] | Brand Name |  | Type | Highly Flexible | Size |  | Color |  | Material |  | Dimensions |  | For Use With | For F-CM1, S/5TM Compact Anesthesia Monitor | [114 empty] | Flexible Filter | Highly Flexible Filter |  | https://dev-services.gehealthcare.in/gehcstorefront/p/897010-S | https://services.gehealthcare.in/gehcstorefront/p/897010-S |  |  |  | Ashok
HCPB11_780 | Siemens Medical Solutions | 07563021 | D100 | Board | D100 Rectifier Board For MRI Scanner |  |  | 90 Days |  | Espree |  |  |  |  | https://www.blockimaging.com/hubfs/Parts/57984_7563021%20(2).jpg | https://www.blockimaging.com/hubfs/Parts/57984_7563021%20(3).jpg | https://www.blockimaging.com/hubfs/Parts/57984_7563021%20(4).jpg | https://www.blockimaging.com/hubfs/Parts/57984_7563021%20(5).jpg | [26 empty] | Brand Name |  | Type | Rectifier | Size |  | Color |  | Material |  | Dimensions |  | For Use With | For MRI Scanner | [112 empty] | 4.409lb | 1 Piece | Board | Rectifier Board | MRI Scanner Rectifier Board | https://shop.siemens-healthineers.com/en-us/product/A_07563021 | https://www.blockimaging.com/parts/7563021-siemens-mri-d100-rectifier-board | https://directmedimaging.com/part/mri/siemens/d100-rectifier-board-7563021/ |  |  | Lakshmi
HCPB11_781 | Siemens Medical Solutions | 07582062 |  | Cushion | 83 L x 72cm W Flat Cushion For MRI Scanner |  |  | 90 Days |  | Magnetom Espree |  |  |  |  | https://digitalmedia.shop.siemens-healthineers.com/catalog/products/07582062_1_1280x1280.jpg | https://digitalmedia.shop.siemens-healthineers.com/catalog/products/07582062_2_1280x1280.jpg | [15 empty] | This cushion is used for better patient comfort on the patient table | [12 empty] | Brand Name |  | Type | Flat | Size |  | Color |  | Material |  | Dimensions |  | For Use With | For MRI Scanner | [112 empty] | 4.7kglb | 1 Piece | Cushion | Flat Cushion | MRI Scanner Flat Cushion | https://www.shop.siemens-healthineers.com/en-in/product/A_07582062 | https://prompt.parts/product/product-7582062-table-cushion-1/ | https://directmedimaging.com/part/mri/siemens/table-cushion-1-7582062/ |  |  | Lakshmi
HCPB11_782 | Siemens Medical Solutions | 07582260 |  | Holder | ACR Phantom Holder For MRI Scanner |  |  | 90 Days |  | Symphony |  |  |  |  | https://www.blockimaging.com/hubfs/Parts/50725_7582260%20(2).jpg | https://www.blockimaging.com/hubfs/Parts/50725_7582260%20(4).jpg | https://www.blockimaging.com/hubfs/Parts/50725_7582260%20(5).jpg | https://www.blockimaging.com/hubfs/Parts/50725_7582260%20(6).jpg | [26 empty] | Brand Name |  | Type | ACR Phantom | Size |  | Color |  | Material |  | Dimensions |  | For Use With | For MRI Scanner | [112 empty] | 1.433lb | 1 Piece | ACR Phantom Holder | MRI Scanner ACR Phantom Holder |  | https://shop.siemens-healthineers.com/en-us/product/A_07582260 | https://www.blockimaging.com/parts/7582260-siemens-mri-acr-phantom-holder | https://directmedimaging.com/part/mri/siemens/phantom_holder_acr-7582260/ |  |  | Lakshmi
HCPB11_783 | Siemens Medical Solutions | 07717163 |  | Plug | HV Dummy Plug For Cath/Angio Lab |  |  | 90 Days |  | Artis zee |  |  |  |  | https://digitalmedia.shop.siemens-healthineers.com/catalog/products/07717163_1_1280x1280.jpg | [29 empty] | Brand Name |  | Type | HV Dummy | Size |  | Color |  | Material |  | Dimensions |  | For Use With | For Cath/Angio Lab | [112 empty] | 3.131lb | 1 Piece | HV Dummy Plug | Cath/Angio Lab HV Dummy Plug |  | https://shop.siemens-healthineers.com/en-us/product/A_07717163 | https://www.dotmed.com/listing/cath-angio-lab/siemens/artis-zee/7717163/4729529 | https://directmedimaging.com/part/x-ray/siemens/hv-dummy-plugs-7717163/ |  |  | Lakshmi
HCPB11_784 | Siemens Medical Solutions | 07717809 | D600 | PCB | D600 PCB For A100/Cath/Angio |  |  | 90 Days |  | Artis zee FA/ceiling/multi-purpose/BA/floor MN |  |  |  |  | https://digitalmedia.shop.siemens-healthineers.com/catalog/products/07717809.jpg | [29 empty] | Brand Name |  | Type |  | Size |  | Color |  | Material |  | Dimensions |  | For Use With | For A100, Cath/Angio | [112 empty] | 2.91lb | 1 Piece | PCB | Cath/Angio PCB |  | https://shop.siemens-healthineers.com/en-us/product/A_07717809 | https://www.blockimaging.com/parts/7717809-siemens-cath-angio-pcb-d600-board | https://directmedimaging.com/part/x-ray/siemens/pcb-d600-for-a100-7717809/ |  |  | Lakshmi
HCPB11_785 | Siemens Medical Solutions | 07729523 |  | Kit | Service Kit For COUCH P30 Potentiometer |  |  | 90 Days |  | Somatom Sensation 64/Cardiac 64/Sensation Open/Sensation 40 |  |  |  |  | https://www.medicaloutfittersparts.com/web/image/product.product/5471/image_1024/%5B7729523%2C%207411098%2C%205800987%5D%20Siemens%20Service%20Kit%20Potentiometer%2C%20R710%2C%20PN%207729523%2C%207411098?unique=75b2d36 | [29 empty] | Brand Name |  | Type | Service | Size |  | Color |  | Material |  | Dimensions |  | For Use With | For COUCH P30 Potentiometer | [112 empty] | 0.265lb | 1 Piece | Service Kit | Potentiometer Service Kit |  | https://shop.siemens-healthineers.com/en-us/product/A_07729523 | https://www.medicaloutfittersparts.com/shop/7729523-7411098-5800987-siemens-service-kit-potentiometer-r710-pn-7729523-7411098-18214 | https://directmedimaging.com/part/ct/siemens/service-kitpotentiometer-couch-p30-7729523/ |  |  | Lakshmi
HCPB11_786 | Siemens Medical Solutions | 07755114 | VEGA 650 K 600096/B | Power Supply | VEGA 650 K 600096/B AC-DC Power Supply For CT Scanner |  |  | 90 Days |  | Sensation |  |  |  |  | https://digitalmedia.shop.siemens-healthineers.com/catalog/products/07755114.jpg | [29 empty] | Brand Name |  | Type | AC-DC | Size |  | Color |  | Material |  | Dimensions |  | For Use With | For CT Scanner | [112 empty] | 6.173lb | 1 Piece | Power Supply | AC-DC Power Supply | CT Scanner AC-DC Power Supply | https://shop.siemens-healthineers.com/en-us/product/A_07755114 | https://www.blockimaging.com/parts/7755114-siemens-ct-ac-dc-vega-650-k-600096-b-power-supply | https://directmedimaging.com/part/ct/siemens/ac-dc-vega650-k60096-b-7755114/ |  |  | Lakshmi
HCPB11_787 | Siemens Medical Solutions | 07758522 | 2654 | Display | 2654 Helium Remote Display For MRI Scanner |  |  | 90 Days |  | Magnetom Avanto/Espree/Trio A Tim/Verio |  |  |  |  | https://www.blockimaging.com/hubfs/Parts/60646_7758522%20(2).jpg | https://www.blockimaging.com/hubfs/Parts/60646_7758522%20(3).jpg | https://www.blockimaging.com/hubfs/Parts/60646_7758522%20(4).jpg | https://www.blockimaging.com/hubfs/Parts/60646_7758522%20(5).jpg | https://www.blockimaging.com/hubfs/Parts/60646_7758522%20(6).jpg | [25 empty] | Brand Name |  | Type | Helium Remote | Size |  | Color |  | Material |  | Dimensions |  | For Use With | For MRI Scanner | [112 empty] | 1.918lb | 1 Piece | Display | Helium Remote Display | MRI Scanner Helium Remote Display | https://shop.siemens-healthineers.com/en-us/product/A_07758522 | https://www.blockimaging.com/parts/7758522-siemens-mri-helium-remote-display-2654 | https://directmedimaging.com/part/mri/siemens/helium-remote-display-2654-7758522/ |  |  | Lakshmi
HCPB11_788 | Siemens Medical Solutions | 07763803 |  | Grease | Molub-Alloy 936 Grease For Rad Room |  |  | 90 Days |  | Symbia S | [34 empty] | Brand Name |  | Type |  | Size |  | Color |  | Material | Molub-Alloy 936 | Dimensions |  | For Use With | For Rad Room | [114 empty] | Grease | Molub-Alloy 936 Grease |  |  | https://prompt.parts/product/product-7763803-grease-molub-alloy-936/ | https://www.dotmed.com/listing/rad-room/siemens/7763803/4664458 | https://directmedimaging.com/part/na/siemens/grease-molub-alloy-936-7763803/ |  | Lakshmi
HCPB11_789 | Siemens Medical Solutions | 07835270 |  | Assembly | LE/ME Collimator Drawer Assembly For Symbia |  |  | 90 Days |  | Symbia S/T/T2/T6 |  |  |  |  | https://digitalmedia.shop.siemens-healthineers.com/catalog/products/07835270.jpg | [29 empty] | Brand Name |  | Type | LE/ME Collimator Drawer | Size |  | Color |  | Material |  | Dimensions |  | For Use With | [113 empty] | 66.138lb | 1 Piece | Drawer Assembly | LE/ME Collimator Drawer Assembly |  | https://shop.siemens-healthineers.com/en-us/product/A_07835270 | https://directmedimaging.com/part/na/siemens/le-me-collimator-drawer-asm-symbia-7835270/ |  |  |  | Lakshmi
HCPB11_79 | Datex-Ohmeda | 898419 |  | Sticker | English Front Panel Sticker For S/5 M-Nestpr Module | [9 empty] | https://services.gehealthcare.in/medias/898419-P1.jpg?context=bWFzdGVyfGltYWdlc3wxNTI3NDd8aW1hZ2UvanBlZ3xhVzFoWjJWekwyZzNNaTlvTW1Rdk9EazFNekl3TlRNMU9EWXlNaTVxY0djfGQ2ZWMzODg0MzkzMjk3ZDhmNjFlOTg4YTQ4NzU3ZGNiZDY2ODgzNTdlMzlkYjM0OGEwZjVlODZjMDU2OGU1MjE | https://services.gehealthcare.in/medias/898419-P2.jpg?context=bWFzdGVyfGltYWdlc3wxNTg4Mjh8aW1hZ2UvanBlZ3xhVzFoWjJWekwyaG1OUzlvWmpRdk9EazFNekk1TXpJME1qTTVPQzVxY0djfGY3NzIwZDE2YzU0ZmQ0NWU1ZmVjMmFhNGIxYWEzYTcwMzU5OTQ2MDIwMmJjMTZhZDI0NTQ0MjM2MDk3ZmI2YTI | https://services.gehealthcare.in/medias/898419-T1.jpg?context=bWFzdGVyfGltYWdlc3wxODY4Njl8aW1hZ2UvanBlZ3xhVzFoWjJWekwyaGtNUzlvT0dRdk9EazFNek00TURZek5EWTFOQzVxY0djfGNhYzkwZWIyMDkzZmM5YzAzZmUyYTA1M2JjYWZmOGI0ZGY5YzU2Mzg5MTQ5ODRiYzM0MDE5NzVkODEzNGQ5Y2E | [7 empty] | http://www.frankshospitalworkshop.com/equipment/documents/ecg/service_manuals/Datex-Ohmeda%20S-5%20M-Modules%20-%20Technical%20reference%20manual.pdf | [19 empty] | Brand Name |  | Type | Front Panel | Size |  | Color |  | Material |  | Dimensions |  | For Use With | For S/5 M-Nestpr Module | Adaptation | English | [112 empty] | Panel Sticker | Front Panel Sticker | English Front Panel Sticker | https://dev-services.gehealthcare.in/gehcstorefront/p/898419 | https://services.gehealthcare.in/gehcstorefront/p/898419 | https://documents.cdn.ifixit.com/E2xZoD6rNX4qfFYh.pdf |  |  | Ashok
HCPB11_790 | Siemens Medical Solutions | 08081932 |  | Assembly | On/Off Assembly For C-Arm System Machine |  |  | 90 Days |  | Arcadis |  |  |  |  | https://digitalmedia.shop.siemens-healthineers.com/catalog/products/08081932_1_1280x1280.jpg | [29 empty] | Brand Name |  | Type | On/Off | Size |  | Color |  | Material |  | Dimensions |  | For Use With | For C-Arm System | [112 empty] | 149.913lb | 1 Piece | On/Off Assembly | C-Arm Machine On/Off Assembly |  | https://shop.siemens-healthineers.com/en-us/product/A_08081932 | https://www.blockimaging.com/parts/8081932-siemens-c-arm-on-off-2-assembly | https://directmedimaging.com/part/x-ray/siemens/on-off-assembly-2-8081932/ |  |  | Lakshmi
HCPB11_791 | Siemens Medical Solutions | 08082104 | D50 | Board | D50 Board For C-Arm System Machine |  |  | 90 Days |  | Arcadis |  |  |  |  | https://www.blockimaging.com/hubfs/Parts/8082104_Switch%20On%20D50%20Board_42321%20(1).jpg | https://www.blockimaging.com/hubfs/Parts/8082104_Switch%20On%20D50%20Board_42321%20(2).jpg | [28 empty] | Brand Name |  | Type |  | Size |  | Color |  | Material |  | Dimensions |  | For Use With | For C-Arm System | [112 empty] | 4.63lb | 1 Piece | Board | C-Arm Machine Board |  | https://shop.siemens-healthineers.com/en-us/product/A_08082104 | https://www.blockimaging.com/parts/8082104-siemens-c-arm-d50-board | https://directmedimaging.com/part/x-ray/siemens/switch-on-board-d50-8082104/ |  |  | Lakshmi
HCPB11_792 | Siemens Medical Solutions | 08096955 |  | Strap | 370 L x 75/50/24mm W Hand Fixation Strap For PET/CT |  |  | 90 Days |  | Biograph mCT/Biograph mCT Flow/Definition Edge/SOMATOM Emotion (2007) Spirit System | 0.2kg | 75/50/24mm | 11cm |  | https://digitalmedia.shop.siemens-healthineers.com/catalog/products/08096955_1_1280x1280.jpg | https://digitalmedia.shop.siemens-healthineers.com/catalog/products/08096955_2_1280x1280.jpg | https://digitalmedia.shop.siemens-healthineers.com/catalog/products/08096955_3_1280x1280.jpg | [14 empty] | Restraint strap set for the safe positioning of patient's hands | [12 empty] | Brand Name |  | Type | Head-Arm Support Hand Fixation | Size |  | Color |  | Material |  | Dimensions |  | For Use With | For PET/CT | [112 empty] | 0.41kg | 1 Piece | Strap | Hand Fixation Strap | PET/CT Hand Fixation Strap | https://www.shop.siemens-healthineers.com/en-in/product/A_08096955 | https://prompt.parts/product/product-8096955-hand-fixation-strap/ | https://directmedimaging.com/part/ct/siemens/hand-fixation-strap-8096955/ |  |  | Lakshmi
HCPB11_793 | Siemens Medical Solutions | 08112133 |  | Set | Small Electrical Part Set For MRI Machine |  |  | 90 Days |  | Magnetom Avanto/Espree/Trio A Tim/Verio |  |  |  |  | https://digitalmedia.shop.siemens-healthineers.com/catalog/products/08112133.jpg | [29 empty] | Brand Name |  | Type | Small Electrical Part | Size |  | Color |  | Material |  | Dimensions |  | For Use With | For MRI Machine | [112 empty] | 0.529lb | 1 Piece | Electrical Part Set | Small Electrical Part Set | MRI Machine Electrical Part Set | https://shop.siemens-healthineers.com/en-us/product/A_08112133 | https://shop.m-e-d.at/ar/collections/all/products/small-electrical-part-set-8112133 | https://directmedimaging.com/part/mri/siemens/set-of-small-electrical-parts-8112133/ |  |  | Lakshmi
HCPB11_794 | Siemens Medical Solutions | 08112588 | A4120 | Board | A4120 Supplied Functions Board For MRI Scanner |  |  | 90 Days |  | Avanto |  |  |  |  | https://www.blockimaging.com/hubfs/Parts/8112588-a4120-supplied-functions-board-for-siemens-closed-mri-1.jpg | https://www.blockimaging.com/hubfs/Parts/8112588-a4120-supplied-functions-board-for-siemens-closed-mri-3.jpg | https://www.blockimaging.com/hubfs/Parts/8112588-a4120-supplied-functions-board-for-siemens-closed-mri.jpg | [27 empty] | Brand Name |  | Type | Supplied Functions | Size |  | Color |  | Material |  | Dimensions |  | For Use With | For MRI Scanner | [112 empty] | 2.976lb | 1 Piece | Board | Supplied Functions Board | MRI Scanner Board | https://shop.siemens-healthineers.com/en-us/product/A_08112588 | https://www.blockimaging.com/parts/8112588-siemens-mri-a4120-supplied-functions-board | https://directmedimaging.com/part/mri/siemens/supplied-functions-a4120-8112588/ |  |  | Lakshmi
HCPB11_795 | Siemens Medical Solutions | 08117942 |  | Mat | Left Silicon Mat For MRI Scanner |  |  | 90 Days |  | Magnetom Espree | [34 empty] | Brand Name |  | Type | Left | Size |  | Color |  | Material | Silicon | Dimensions |  | For Use With | For MRI Scanner | [112 empty] | 0.86lb | 1 Piece | Mat | Silicon Mat | MRI Scanner Silicon Mat | https://shop.siemens-healthineers.com/en-us/product/A_08117942 | https://directmedimaging.com/part/mri/siemens/silicon-mat-left-8117942/ |  |  |  | Lakshmi
HCPB11_796 | Siemens Medical Solutions | 08364130 | P30F | E-Box | P30F E-Box For CT Scanner |  |  | 90 Days |  | Sensation | [34 empty] | Brand Name |  | Type |  | Size |  | Color |  | Material |  | Dimensions |  | For Use With | For CT Scanner | [112 empty] | 299.826lb | 1 Piece | E-Box | CT Scanner E-Box |  | https://shop.siemens-healthineers.com/en-us/product/A_08364130 | https://www.blockimaging.com/parts/8364130-siemens-ct-e-box-p30f | https://directmedimaging.com/part/ct/siemens/e-box-p30f-8364130/ |  |  | Lakshmi
HCPB11_797 | Siemens Medical Solutions | 08396850 |  | Kit | 3600 High Field Extension Kit For MRI Scanner |  |  | 90 Days |  | Magnetom Trio Body | [34 empty] | Brand Name |  | Type | 3600 High Field Extension | Size |  | Color |  | Material |  | Dimensions |  | For Use With | For MRI Scanner | [114 empty] | Extension Kit | 3600 High Field Extension Kit | MRI Scanner Extension Kit |  | https://www.dotmed.com/listing/mri-scanner/siemens/magnetom-trio-body/8396850/3715607 | https://directmedimaging.com/part/mri/siemens/3600-high-field-extension-kit-8396850/ |  |  | Lakshmi
HCPB11_798 | Siemens Medical Solutions | 08609364 |  | Transformer | High Voltage Transformer For X-Ray System |  |  | 90 Days |  | Multix Top, Multix Top Acss/Acss P |  |  |  |  | https://www.shopmedparts.com/cdn/shop/files/high-voltage-tank-086093648609364-siemens-461428_800x.jpg?v=1729733615 | https://www.shopmedparts.com/cdn/shop/files/high-voltage-tank-086093648609364-siemens-965139_800x.jpg?v=1729733615 | https://www.shopmedparts.com/cdn/shop/files/high-voltage-tank-086093648609364-siemens-929297_800x.jpg?v=1729733615 | https://www.shopmedparts.com/cdn/shop/files/high-voltage-tank-086093648609364-siemens-504019_800x.jpg?v=1729733615 | https://www.shopmedparts.com/cdn/shop/files/high-voltage-tank-086093648609364-siemens-565877_800x.jpg?v=1729733615 | https://www.shopmedparts.com/cdn/shop/files/high-voltage-tank-086093648609364-siemens-669580_800x.jpg?v=1729733615 | https://www.shopmedparts.com/cdn/shop/files/high-voltage-tank-086093648609364-siemens-512805_800x.jpg?v=1729733615 | https://www.shopmedparts.com/cdn/shop/files/high-voltage-tank-086093648609364-siemens-189925_800x.jpg?v=1729733615 | https://www.shopmedparts.com/cdn/shop/files/high-voltage-tank-086093648609364-siemens-298249_800x.jpg?v=1729733615 | [21 empty] | Brand Name |  | Type | High Voltage | Size |  | Color |  | Material |  | Dimensions |  | For Use With | For X-Ray System | [112 empty] | 205.028lb | 1 Piece | Transformer | High Voltage Transformer | X-Ray High Voltage Transformer | https://shop.siemens-healthineers.com/en-us/product/A_08609364 | https://unity-imaging.com/product/8609364-high-volt-transformer-siemens/ | https://www.shopmedparts.com/products/high-voltage-tank-08609364-8609364-siemens?srsltid=AfmBOopGF0wCzXTqbp-I62m-OEqdVxaTx4f_Bde8A4-5t--TBeFUpzz8 | https://directmedimaging.com/part/x-ray/siemens/high-volt-transformer-8609364/ |  | Lakshmi
HCPB11_799 | Siemens Medical Solutions | 08614435 | B711 | Assembly | B711 Encoder Assembly For CT Scanner |  |  | 90 Days |  | Definition |  |  |  |  | https://www.blockimaging.com/hubfs/Parts/35026_8614435%20(2).jpg | https://www.blockimaging.com/hubfs/Parts/35026_8614435%20(4).jpg | https://www.blockimaging.com/hubfs/Parts/35026_8614435%20(3).jpg | https://www.blockimaging.com/hubfs/Parts/35026_8614435%20(5).jpg | https://www.blockimaging.com/hubfs/Parts/35026_8614435%20(2).jpg | [25 empty] | Brand Name |  | Type | Encoder | Size |  | Color |  | Material |  | Dimensions |  | For Use With | For CT Scanner | [112 empty] | 1.179lb | 1 Piece | Encoder Assembly | B711 Encoder Assembly | CT Scanner Encoder Assembly | https://shop.siemens-healthineers.com/en-us/product/A_08614435 | https://www.blockimaging.com/parts/8614435-siemens-ct-encoder-assembly | https://directmedimaging.com/sitewide-search/?query=8614435 |  |  | Lakshmi
HCPB11_8 | Carestream Health | AY20-047 |  | Power Supply/IGBT Driver | Power Supply/IGBT Driver For X-Ray Imaging |  |  |  |  | Quantum |  |  |  |  | https://i.ebayimg.com/images/g/pnQAAOSwPzNlJvMS/s-l1600.webp | https://i.ebayimg.com/images/g/jOkAAOSwuctlJvLZ/s-l1600.webp | [28 empty] | Brand Name |  | Type |  | Size |  | Color |  | Material |  | Dimensions |  | For Use With | For X-Ray Imaging | [114 empty] | Power Supply/IGBT Driver | X-Ray Imaging Power Supply/IGBT Driver |  |  | https://www.eximpedia.app/search/hs-code-8504409000-of-igbt-global-trade | https://www.ebay.com/itm/295982224711 |  |  | Lakshmi_1
HCPB11_80 | Datex-Ohmeda | E-SCAIO |  | Gas Module | 112 H x 37 W x 205mm D Single Wide Gas Module |  | The GE E-sCAIO AGM Gas module is a very small and compact module. All models can identify and read O2, N20, and CO2. The E-sCOV and E-sCAIOV also have Spirometry. The E-sCAIO and E-sCAIOV can read and identify Agent Gas. The module is single wide making it very easy to implement in many situations. It works with GE module racks and internal module racks on GE Monitors with compatible software. The OEM requires a normal PM and checkout each year. Every four years requires replacement of a CO2 Scrubber which is sold separately from the standard PM kit. Common issues we see are bench or pump failures. Common errors displayed on screen are “SENSOR INOP” and “Gas Module Error. |  |  |  | 1.5lb | 37mm | 112mm | 205mm | https://www.piobio.com/wp-content/uploads/2022/11/E-sCO-E-sCOV-E-sCAiO-E-sCAiOV-Gas-Module-Single-Wide-2.png | [9 empty] | https://www.gehealthcare.co.uk/-/jssmedia/9d671439697e47dfb2d8f69654449952.pdf | [6 empty] | Airway gases measured by the sidestream method | Eight module versions available to meet the needs of various care areas | All parameter values sampled proximal at the patient’s airway with a single gas sampling line, D-lite(+)(++) or Pedilite(+) flow sensor, along with an additional Spirometry tube | Et and Fi values updated breath by breath | Fast oxygen measurement for accurate EtO2 and FiO2 values | Automatic identification of anesthetic agents | Detects end inspiratory and end expiratory occlusions | automatically and displays values for Statis Plat, Static PEEPi+e and Static Compliance | Calculated balance gas value for estimating the N2-concentration | Very compact size, low weight and low power consumption |  |  |  | Brand Name |  | Type | Single Wide | Size |  | Color |  | Material |  | Dimensions |  | For Use With |  | Flow Rate | 120mL/min | [112 empty] | Gas Module | Single Wide Gas Module |  |  | https://www.piobio.com/product/e-sco-e-scaio-e-scaiov-gas-module-single-wide/ |  |  |  | Ashok
HCPB11_800 | Siemens Medical Solutions | 08618113 |  | Power Supply | Power Supply For CT Scanner |  |  | 90 Days |  | Definition |  |  |  |  | https://digitalmedia.shop.siemens-healthineers.com/catalog/products/08618113.jpg | [29 empty] | Brand Name |  | Type |  | Size |  | Color |  | Material |  | Dimensions |  | For Use With | For CT Scanner | [112 empty] | 3.086lb | 1 Piece | Power Supply | CT Scanner Power Supply |  | https://shop.siemens-healthineers.com/en-us/product/A_08618113 | https://www.blockimaging.com/parts/8618113-siemens-ct-power-supply | https://directmedimaging.com/part/ct/siemens/power-supply-spare-part-8618113/ |  |  | Lakshmi
HCPB11_801 | Siemens Medical Solutions | 08625480 |  | Cushion | Head Cushion For MRI Scanner |  |  | 90 Days |  | Magnetom Avanto System |  |  |  |  | https://digitalmedia.shop.siemens-healthineers.com/catalog/products/08625480_1_1280x1280.jpg | https://digitalmedia.shop.siemens-healthineers.com/catalog/products/08625480_2_1280x1280.jpg | [15 empty] | Head cushion for an examination with breast coil | [12 empty] | Brand Name |  | Type | Head | Size |  | Color |  | Material |  | Dimensions |  | For Use With | For MRI Scanner | [112 empty] | 1.33kg | 1 Piece | Head Cushion | MRI Scanner Head Cushion |  | https://www.shop.siemens-healthineers.com/en-in/product/A_08625480 | https://prompt.parts/product/product-8625480-head-cushion/ | https://directmedimaging.com/part/mri/siemens/head-cushion-8625480/ |  |  | Lakshmi
HCPB11_802 | Siemens Medical Solutions | 08628120 | D202 | Board | D202 Multileaf Collimator Board For Cath/Angio Lab |  |  | 90 Days |  | Multix Top, Multix Top Acss/Acss P |  |  |  |  | https://www.blockimaging.com/hubfs/Parts/27740%20(2).jpg | https://www.blockimaging.com/hubfs/Parts/27740%20(3).jpg | [28 empty] | Brand Name |  | Type | Multileaf Collimator | Size |  | Color |  | Material |  | Dimensions |  | For Use With | For Cath/Angio Lab | [112 empty] | 1.543lb | 1 Piece | Collimator Board | Multileaf Collimator Board |  | https://shop.siemens-healthineers.com/en-us/product/A_08628120 | https://www.blockimaging.com/parts/8628120-siemens-cath-angio-multileaf-collimator-d202-board | https://directmedimaging.com/part/x-ray/siemens/front-panel-board-d22-8628120/ |  |  | Lakshmi
HCPB11_803 | Siemens Medical Solutions | 08675402 | DSC1904 | Monitor | DSC1904 19in Color Monitor For CT Scanner |  |  | 90 Days |  | Volume |  |  |  |  | https://directmedimaging.com/wp-content/uploads/parts/8675402.1.jpg | https://directmedimaging.com/wp-content/uploads/parts/8675402.2.jpg | https://directmedimaging.com/wp-content/uploads/parts/8675402.3.jpg | [27 empty] | Brand Name |  | Type | Color | Size | 19in | Color |  | Material |  | Dimensions |  | For Use With | For CT Scanner | [114 empty] | Monitor | Color Monitor | CT Scanner Color Monitor |  | https://www.blockimaging.com/parts/8675402-siemens-ct-color-19-inch-dsc1904-monitor | https://directmedimaging.com/part/x-ray/siemens/monitor-color-19-dsc1904-d-8675402/ |  |  | Lakshmi
HCPB11_804 | Siemens Medical Solutions | 08677044 |  | Transmitter/Receiver | Cat Line Transmitter/Receiver For X-Ray System |  |  | 90 Days |  | Ysio, Ysio S, Cios Alpha/Fusion/Spin |  |  |  |  | https://digitalmedia.shop.siemens-healthineers.com/catalog/products/08677044.jpg | [29 empty] | Brand Name |  | Type | Cat Line | Size |  | Color |  | Material |  | Dimensions |  | For Use With | For X-Ray System | [112 empty] | 0.595lb | 1 Piece | Transmitter/Receiver | Cat Line Transmitter/Receiver | X-Ray Cat Line Transmitter/Receiver | https://shop.siemens-healthineers.com/en-us/product/A_08677044 | https://directmedimaging.com/part/x-ray/siemens/cat-line-transmitter-receiver-8677044/ |  |  |  | Lakshmi
HCPB11_805 | Siemens Medical Solutions | 08677051 |  | Monitor | TFT Black/White 19 Monitor For Cath/Angio Lab |  |  | 90 Days |  | Artis zee FA/ceiling/multi-purpose/BA/floor MN |  |  |  |  | https://www.blockimaging.com/hubfs/Parts/69059_8677051%20(2).jpg | https://www.blockimaging.com/hubfs/Parts/69059_8677051%20(3).jpg | https://www.blockimaging.com/hubfs/Parts/69059_8677051%20(4).jpg | https://www.blockimaging.com/hubfs/Parts/69059_8677051%20(5).jpg | [26 empty] | Brand Name |  | Type |  | Size |  | Color | TFT Black/White 19 | Material |  | Dimensions |  | For Use With | For Cath/Angio Lab | [112 empty] | 17.637lb | 1 Piece | Monitor | TFT Black/White 19 Monitor | Cath/Angio Monitor | https://shop.siemens-healthineers.com/en-us/product/A_08677051 | https://www.blockimaging.com/parts/8677051-siemens-cath-angio-tft-black-white-19-monitor | https://directmedimaging.com/part/na/siemens/monitor-tft-black-white-19-8677051/ |  |  | Lakshmi
HCPB11_806 | Siemens Medical Solutions | 08681426 | NV350 | Power Supply | NV350 230V 350W AC-DC Power Supply For CT Scanner |  |  | 90 Days |  | Definition |  |  |  |  | https://www.blockimaging.com/hubfs/Parts/58151%20(1).jpg | https://www.blockimaging.com/hubfs/Parts/58151%20(2).jpg | https://www.blockimaging.com/hubfs/Parts/30014%20(4).jpg | [27 empty] | Brand Name |  | Type | AC-DC | Size |  | Color |  | Material |  | Dimensions |  | For Use With | For CT Scanner | Voltage Rating | 230V | Power Rating | 350W | [108 empty] | 3.373lb | 1 Piece | Power Supply | AC-DC Power Supply | CT Scanner AC-DC Power Supply | https://shop.siemens-healthineers.com/en-us/product/A_08681426 | https://www.blockimaging.com/parts/8681426-siemens-ct-ac-dc-in230v-nv350-350w-power-supply | https://directmedimaging.com/part/ct/siemens/ac-dc-in230v-nv350-350w-8681426/ |  |  | Lakshmi
HCPB11_807 | Siemens Medical Solutions | 08685963 |  | Inverter | Frequency Inverter For Cath Lab/Angio |  |  | 90 Days |  | Artis Q Artis Q.zen/Axiom Luminos Drf/Luminos Agile Max/Ysio F/S |  |  |  |  | https://digitalmedia.shop.siemens-healthineers.com/catalog/products/08685963.jpg | [29 empty] | Brand Name |  | Type | Frequency | Size |  | Color |  | Material |  | Dimensions |  | For Use With | For Cath Lab/Angio | [112 empty] | 1.179lb | 1 Piece | Frequency Inverter | Cath Lab/Angio Frequency Inverter |  | https://shop.siemens-healthineers.com/en-us/product/A_08685963 | https://www.mediram.net/8685963-frequency-controller-cdf30-002-c2 |  |  |  | Lakshmi
HCPB11_808 | Siemens Medical Solutions | 08687704 |  | Interface | Rot Encod AD36 5779 Synchronous Serial Interface For Rad Room |  |  | 90 Days |  | Ysio |  |  |  |  | https://digitalmedia.shop.siemens-healthineers.com/catalog/products/08687704.jpg | [29 empty] | Brand Name |  | Type | Rot Encod AD36 5779 Synchronous Serial | Size |  | Color |  | Material |  | Dimensions |  | For Use With | For Rad Room | Resolution | Up to 14-Bit | [110 empty] | 0.573lb | 1 Piece | Synchronous Serial Interface | Rot Encod Synchronous Serial Interface | Rot Encod SSI | https://shop.siemens-healthineers.com/en-us/product/A_08687704 | https://www.dotmed.com/listing/rad-room/siemens/ysio/8687704/4916092 | https://directmedimaging.com/part/x-ray/siemens/rot-encod-ad36-5779-14bit-ssi-8687704/ |  |  | Lakshmi
HCPB11_809 | Siemens Medical Solutions | 08697422 |  | Can | 8192x4096 Pixel Rot Encod Can For Angiography Machine |  |  | 90 Days |  | Axiom Luminos dRF, Ysio, Ysio S, Ysio Max |  |  |  |  | https://digitalmedia.shop.siemens-healthineers.com/catalog/products/08697422.jpg | [29 empty] | Brand Name |  | Type | Rot Encod | Size |  | Color |  | Material |  | Dimensions |  | For Use With | For Angiography Machine | Resolution | 8192x4096 Pixel | [110 empty] | 1.102lb | 1 Piece | Rot Encod Can | Angiography Machine Rot Encod Can |  | https://shop.siemens-healthineers.com/en-us/product/A_08697422 | https://shop.m-e-d.at/products/rot-encod-can-8192-x-4096-pixel-8697422 | https://in.bimedis.com/p-item/angiography-machine-parts-siemens-p-n-8697422-2163561 | https://directmedimaging.com/part/x-ray/siemens/encoder-8697422/ |  | Lakshmi
HCPB11_81 | Datex-Ohmeda | M1053008 |  | Module | Easy Change Module With Condenser |  | The Easy Change Module with Condenser is used in Anesthesia Delivery and other medical equipments as applicable. It includes screws, cover condenser, O-rings, lever canister latch, cover bypass manifold, cradle canister, cap manifold BCG, manifold bypass BCG and seal drain BCG. The product is made from the high-quality material which possess corrosion resistant, impact resistant, flexibility, reliability, ductility, excellent performance, safe and increased lifespan. They are advanced and efficient. The GE product is an Innovation and technology, which fits well into versatile customer needs. The product is securely packaged inside a high quality packing box to avoid physical damage during transit and labeled with details about the product, Quality Assurance (QA) seal and shipment details. | [7 empty] | https://services.gehealthcare.com/medias/M1053008-001.jpg?context=bWFzdGVyfGltYWdlc3wyMDg0MDd8aW1hZ2UvanBlZ3xhVzFoWjJWekwyZzBOQzlvTTJNdk9EZzJPVGN3TVRjeE16azFNQzVxY0djfDUyMGY0NGE2YTFhMjNlNjkwYzQxN2NhZTJkNTEyMmE5ZTVkMDIyZWQ4Yzk3ZTVhZGZkMzA4ZmU4OTEwNDIxZDc | [16 empty] | Has excellent dimensional stability | It has high strength and toughness | Enhanced durability and reliability | Easy to assemble and disassemble | It is a ROHS compliant product | [8 empty] | Brand Name |  | Type | Easy Change | Size |  | Color |  | Material |  | Dimensions |  | For Use With |  | With | With Condenser | [112 empty] | Easy Change Module | Easy Change Module With Condenser |  | https://services.gehealthcare.com/gehcstorefront/p/M1053008 |  |  |  |  | Ashok
HCPB11_810 | Siemens Medical Solutions | 08715927 | P09ALC | Converter | Emotion Duo Converter For CT Scanner |  |  | 90 Days |  | Somatom Sprit/Sprit Power/Emotion 6/Emotion 16 | [34 empty] | Brand Name |  | Type | Emotion Duo | Size |  | Color |  | Material |  | Dimensions |  | For Use With | For CT Scanner | [112 empty] | 2.513lb | 1 Piece | Converter | Emotion Duo Converter | CT Scanner Emotion Duo Converter | https://shop.siemens-healthineers.com/en-us/product/A_08715927 | https://www.dotmed.com/listing/ct-scanner/siemens/emotion-duo/8715927/1257889 | https://directmedimaging.com/part/ct/siemens/converter-p09alc-8715927/ |  |  | Lakshmi
HCPB11_811 | Siemens Medical Solutions | 08721511 |  | Module | High Voltage Module For E-Cam |  |  | 90 Days |  | Symbia Asm Hvm |  |  |  |  | https://www.medicaloutfittersparts.com/web/image/product.product/17104/image_1024/%5B8721511%5D%20Siemens%20E-CAM%20Symbia%20Asm%20Hvm%20High%20Voltage%20Module%2C%20PN%208721511?unique=0f5906d | https://www.medicaloutfittersparts.com/web/image/product.image/7528/image_1024/Siemens%20E-CAM%20Symbia%20Asm%20Hvm%20High%20Voltage%20Module%2C%20PN%208721511?unique=d4aee6f | https://www.medicaloutfittersparts.com/web/image/product.image/7529/image_1024/Siemens%20E-CAM%20Symbia%20Asm%20Hvm%20High%20Voltage%20Module%2C%20PN%208721511?unique=d4aee6f | [27 empty] | Brand Name |  | Type | High Voltage | Size |  | Color |  | Material |  | Dimensions |  | For Use With | For E-Cam | [112 empty] | 0.882lb | 1 Piece | High Voltage Module | E-Cam High Voltage Module |  | https://shop.siemens-healthineers.com/en-us/product/A_08721511 | https://www.medicaloutfittersparts.com/shop/8721511-siemens-e-cam-symbia-asm-hvm-high-voltage-module-pn-8721511-29871 | https://directmedimaging.com/part/na/siemens/asm-hvm-high-voltage-module-8721511/ |  |  | Lakshmi
HCPB11_812 | Siemens Medical Solutions | 08881265 |  | Phantom | Mammo-Phantom For Mammo Unit |  |  | 90 Days |  | Mammomat Revelation System |  |  |  |  | https://digitalmedia.shop.siemens-healthineers.com/catalog/products/08881265_1_Special.jpg | https://digitalmedia.shop.siemens-healthineers.com/catalog/products/08881265_2_Top.jpg | https://digitalmedia.shop.siemens-healthineers.com/catalog/products/08881265_3_Front.jpg | [27 empty] | Brand Name |  | Type | Mammo | Size |  | Color |  | Material |  | Dimensions |  | For Use With | For Mammo Unit | [112 empty] | 0.73kg | 1 Piece | Mammo-Phantom |  |  | https://www.shop.siemens-healthineers.com/en-in/product/A_08881265 | https://prompt.parts/product/product-8881265-rmi-156-acr-mammo-phantom/ | https://directmedimaging.com/part/x-ray/siemens/rmi-156-acr-mammo-phantom-8881265/ |  |  | Lakshmi
HCPB11_813 | Siemens Medical Solutions | 08898731 |  | Kathobox | Kathobox For Cath Lab/Angio |  |  | 90 Days |  | Artis ONE/Multix Fusion MAX | [34 empty] | Brand Name |  | Type |  | Size |  | Color |  | Material |  | Dimensions |  | For Use With | [113 empty] | 8.818lb | 1 Piece | Kathobox | Cath Lab/Angio Kathobox |  | https://shop.siemens-healthineers.com/en-us/product/A_08898731 | https://www.mediram.net/8898731-kathobox |  |  |  | Lakshmi
HCPB11_814 | Siemens Medical Solutions | 08949836 |  | Board | ESD Board For Encoder |  |  | 90 Days |  | Multix Top Acss/Acss P |  |  |  |  | https://www.blockimaging.com/hubfs/Parts/8949836_30396.jpg | [29 empty] | Brand Name |  | Type | ESD | Size |  | Color |  | Material |  | Dimensions |  | For Use With | For Cath/Angio, Encoder | [112 empty] | 0.419lb | 1 Piece | Board | ESD Board | Encoder ESD Board | https://shop.siemens-healthineers.com/en-us/product/A_08949836 | https://www.blockimaging.com/parts/8949836-siemens-cath-angio-encoder-esd-board | https://directmedimaging.com/part/x-ray/siemens/encoder-board-esd-8949836/ |  |  | Lakshmi
HCPB11_815 | Siemens Medical Solutions | 09428228 |  | Lubricant | VERSILUBE® G322L 5.3oz Tube Tan Semi Fluid Lubricant |  |  | 90 Days |  | Oncor Impression Plus/Impression/Avant Garde/Expression | [34 empty] | Brand Name | VERSILUBE® G322L | Type | Semi Fluid | Size |  | Color | Tan | Material |  | Dimensions |  | For Use With | For Linear Accelerator | Capacity | 5.3oz | Container Type | Tube | Composition | Methylkyl Polysiloxane | Flash Point | 200deg C | Specific Gravity | 1 | [102 empty] | 0.441lb | 1 Piece | Lubricant | Semi Fluid Lubricant | Tube Lubricant | https://shop.siemens-healthineers.com/en-us/product/A_09428228 | https://www.dotmed.com/listing/linear-accelerator/siemens/9428228/4664305 | https://directmedimaging.com/part/na/siemens/lubricant-versilube-g322l-9428228/ |  |  | Lakshmi
HCPB11_816 | Siemens Medical Solutions | 09728668 |  | Cable | CPL Cable For X-Ray System |  |  | 90 Days |  | Arcadis Avantic Gen2/Varic Gen2/Orbic 3D |  |  |  |  | https://digitalmedia.shop.siemens-healthineers.com/catalog/products/09728668_1_1280x1280.jpg | [29 empty] | Brand Name |  | Type | CPL | Size |  | Color |  | Material |  | Dimensions |  | For Use With | For X-Ray System | [112 empty] | 0.871lb | 1 Piece | Cable | CPL Cable | X-Ray CPL Cable | https://shop.siemens-healthineers.com/en-us/product/A_09728668 | https://directmedimaging.com/part/x-ray/siemens/cable-cpl-9728668/ |  |  |  | Lakshmi
HCPB11_82 | Datex-Ohmeda | M1081511-S |  | Assembly | 6V 4A/Hour Lead Acid Sealed Battery Assembly | [9 empty] | https://services.gehealthcare.com/medias/?context=bWFzdGVyfGltYWdlc3w3MDc3fGltYWdlL2pwZWd8YVcxaFoyVnpMMmhqWXk5b05tSXZPRGd4TXpreU1EUXhPVGczTUM1cWNHY3xkYTAzMmE0N2QwOTAyMGMwMTkwNTI3OTIyZDdlZWY0MGNhYzc4NWRlNmM5ZWEwYzg5NTllOGIzZjYyYzkyYmY0 | [16 empty] | Double insulation provided due to the use of a heat shrin | Strain relief provided with a flat tie holder and a cable tie | Low maintenance | Tested 100% before packaging | Efficient in performance at wide range of temperature | Good service life | RoHS compliant | [6 empty] | Brand Name |  | Type | Sealed Battery | Size |  | Color |  | Material |  | Dimensions |  | For Use With | For Aespire WU_0039, 7100 Ventilator (IEC), Aestiva 7100 | Voltage | 6V | Amperage | 4A/hr | Chemistry | Lead Acid | [108 empty] | Battery Assembly | Sealed Battery Assembly | Lead Acid Sealed Battery Assembly | https://dev-services.gehealthcare.in/gehcstorefront/p/M1081511-S | https://services.gehealthcare.in/gehcstorefront/p/M1081511-S |  |  |  | Ashok
HCPB11_83 | Datex-Ohmeda | M111111-2 |  | FRU Kit | Giraffe and Panda Warmer FRU Kit | [39 empty] | Brand Name |  | Type | Giraffe and Panda Warmer | Size |  | Color |  | Material |  | Dimensions |  | For Use With |  | Includes | North American Power Cord, Bracket |  |  | Sealed | [109 empty] | FRU Kit | Warmer FRU Kit | Giraffe and Panda Warmer FRU Kit | https://services.gehealthcare.com/gehcstorefront/p/M111111-2 |  |  |  |  | Ashok
HCPB11_84 | Datex-Ohmeda | M1186243-S1 |  | Brake | 125mm dia M12 Caster Brake For Aestiva 9100C | [9 empty] | https://stg2-co-services.gehealthcare.com/medias/M1186243-S1-001.jpg?context=bWFzdGVyfGltYWdlc3wyMTY5NzJ8aW1hZ2UvanBlZ3xhVzFoWjJWekwyaGxNUzlvTWpndk9EZzROVFE1TmpNNE1UUTNNQzVxY0djfGJmNDUzZmQ1ZWVkOGRmYWVlMmI5YTJlNTBmZGMyZDQzNmJmMzAxNjRmZjY4OTgxMDk4MWE4YjNjNDExZTlhYjA | https://stg2-co-services.gehealthcare.com/medias/M1186243-S1-002.jpg?context=bWFzdGVyfGltYWdlc3wxOTY5Nzd8aW1hZ2UvanBlZ3xhVzFoWjJWekwyaGhNQzlvT0RZdk9EZzROVFV5TVRFeU1UTXhNQzVxY0djfDExOWVmNzYwOGNhN2U2ZjAzZjAxMzVjYWZmMTMyYjhkOGE2YjljYzc1YzhmZTJjNzBhM2M5YjBlZDZkODg0MWU | https://stg2-co-services.gehealthcare.com/medias/M1186243-S1-003.jpg?context=bWFzdGVyfGltYWdlc3wyMTA5MDZ8aW1hZ2UvanBlZ3xhVzFoWjJWekwyaG1OeTlvWVdJdk9EZzROVFUwTlRRek5URTJOaTVxY0djfDE5YjRlZjhkZmMzYTQ2YjI4YzhiODliNGQ1OTMyZWJhZjk1ZjA5YjllYmFhNzU1MTBlMWM1M2I0ZDNlYjFiNGQ | [27 empty] | Brand Name |  | Type | Caster | Size |  | Color |  | Material |  | Dimensions |  | For Use With | For Aestiva 9100C | Diameter | 125mm | Conection Size | M12 | [110 empty] | Brake | Caster Brake | Aestiva Caster Brake | https://dev-services.gehealthcare.in/gehcstorefront/p/M1186243-S1 | https://services.gehealthcare.in/gehcstorefront/p/M1186243-S1 |  |  |  | Ashok
HCPB11_85 | Datex-Ohmeda | M1186245-S2 |  | Assembly | 125mm dia M12 Caster Wheel Assembly With Wrench |  | The Caster Wheel Assembly is a 125mm diameter M12 twin wheel design provided with a wrench. A wheel ball bearing helps it to spin more freely and to mobilize. The caster wheel is an assembly of nylon body, polypropylene wheel core, polyurethane tread, nylon dust cap, nylon side cap and ball bearing. The wheels are made up of a polyurethane material which has higher load-bearing capacity than conventional rubber. The kit includes a crow foot wrench for fastening the object. The part is used in ARC Aisys, ARC Aisys and ARC Aespire 7900 anesthesia machines. | [7 empty] | https://services.gehealthcare.in/medias/M1186245-S2-Pic-02.jpg?context=bWFzdGVyfGltYWdlc3w1NTY0OHxpbWFnZS9qcGVnfGFXMWhaMlZ6TDJobE5pOW9ZbVF2T0RnNU1UTXlORFl5T1RBeU1pNXFjR2N8YjUzMmIxZDZkMDgxMmMwMDI5NTFjNTQwZThiZjY5NWYzYzEwMzM4ZjE2NzhmMDEwYjExZmU2M2IyYjZiMjU3ZA | https://services.gehealthcare.in/medias/M1186245-S2-Pic-03.jpg?context=bWFzdGVyfGltYWdlc3w1NzM0NXxpbWFnZS9qcGVnfGFXMWhaMlZ6TDJnelppOW9aR0V2T0RnNU1UTTFPVEF6TlRReU1pNXFjR2N8ZmQxYmM0OWQxOGQ4YzU5NzE2MjZiYjM0YzcyM2MyZTQzZjEzNTZhZmY2NmI1Y2E1NWY3NDJmYmIzM2U5MjM1ZA | [15 empty] | Caster wheel kit with crow foot | Twin wheel design | Wheel perfect for rugged floor | [10 empty] | Brand Name |  | Type |  | Size |  | Color |  | Material |  | Dimensions |  | For Use With | For Anesthesia Machine | With | With Wrench | [112 empty] | Wheel Assembly | Caster Wheel Assembly | Caster Wheel Assembly With Wrench | https://dev-services.gehealthcare.in/gehcstorefront/p/M1186245-S2 | https://services.gehealthcare.in/gehcstorefront/p/M1186245-S2 |  |  |  | Ashok
HCPB11_86 | Datex-Ohmeda | TS-E2-GE |  | Sensor | 2m L Reusable TruSignal Integrated Ear Sensor With GE Connector | [9 empty] | TS-E2-GE.jpg | [9 empty] | https://www.gehealthcare.co.uk/-/jssmedia/1ec70461b6a84c59b0d1962853c38528.pdf | [6 empty] | Both cables and sensors are drip proof as well as able to withstand frequent disinfections | Sensors and cables are not made with natural rubber latex or known environmental contaminants | [11 empty] | Brand Name |  | Type | TruSignal Integrated Ear | Size |  | Color |  | Material |  | Dimensions |  | For Use With |  | With | With GE Connector | Usage | Reusable | Length | 2m | Patient Weight | 22lb | Patient Type | Adult, Pediatric | [103 empty] | 1/Pack | Ear Sensor | Ear Sensor With GE Connector | TruSignal Integrated Ear Sensor | https://www.gehealthcare.co.uk/-/jssmedia/1ec70461b6a84c59b0d1962853c38528.pdf | https://www.cablesandsensors.com/blogs/products/ts-e2-ge-datex-ohmeda-compatible-direct-connect-spo2-sensor?srsltid=AfmBOorP58jDUrTorIYIyFllptKTYJiqBxr6GR-HZIQIFuIdd_bZHv1x |  |  |  | Ashok
HCPB11_87 | Datex-Ohmeda | TS-F2-GE |  | Sensor | 2m L Reusable TruSignal Integrated Finger Senso With GE Connectorr | [9 empty] | TS-F2-GE.jpg | [9 empty] | https://www.gehealthcare.co.uk/-/jssmedia/1ec70461b6a84c59b0d1962853c38528.pdf | [6 empty] | Both cables and sensors are drip proof as well as able to withstand frequent disinfections | Sensors and cables are not made with natural rubber latex or known environmental contaminants | [11 empty] | Brand Name |  | Type | TruSignal Integrated Finger | Size |  | Color |  | Material |  | Dimensions |  | For Use With |  | With | With GE Connector | Usage | Reusable | Length | 2m | Patient Weight | 44lb | Patient Type | Adult, Pediatric | [103 empty] | 1/Pack | Finger Sensor | Finger Sensor With Connectorr | TruSignal Integrated Finger Sensor | https://www.gehealthcare.co.uk/-/jssmedia/1ec70461b6a84c59b0d1962853c38528.pdf |  |  |  |  | Ashok
HCPB11_88 | Datex-Ohmeda | TS-H3 |  | Cable | TruSignal Interconnect Cable With Ohmeda Connector | [9 empty] | https://services.gehealthcare.in/medias?context=bWFzdGVyfGltYWdlc3wxMzMwNnxpbWFnZS9qcGVnfGltYWdlcy9oNmIvaGIzLzg4MDc0MDg0MDI0NjIuanBnfGI0OThkY2I4NDhjZGUwN2YzZTVlN2MyMTg4ZDdiOTkxYTZlYTBkZGI0OWNhZGViMjg4YWQyYzM3NmMzZmVmYmI | [9 empty] | https://www.gehealthcare.co.uk/-/jssmedia/1ec70461b6a84c59b0d1962853c38528.pdf | [6 empty] | High quality cable material | Cable resistant to fraying and kinking | Drip proof | Compact connector design | [9 empty] | Brand Name |  | Type | TruSignal Interconnect | Size |  | Color |  | Material |  | Dimensions |  | For Use With |  | With | With Ohmeda Connector |  |  | Length | 3m | [107 empty] | 1/Box | Interconnect Cable | Cable With Ohmeda Connector | TruSignal Interconnect Cable | https://dev-services.gehealthcare.in/gehcstorefront/p/TS-H3 | https://services.gehealthcare.in/gehcstorefront/p/TS-H3 |  |  |  | Ashok
HCPB11_89 | GE Healthcare | 066E3201 |  | Keyboard | High Performance Universal Alphanumeric Keyboard For Vivid E9 Ultrasound System |  | The Universal Alphanumeric Keyboard is used in UL Vivid E90 which is a premium 2D cardiovascular ultrasound system. A keyboard is an input device used to give input in the form of text and numbers into a computer or any other electronic machinery. An alphanumeric keyboard contains the functionality of both numbers and letters in the same keys. The keys typically have numbers and characters engraved and printed on them. The keyboard is connected to the system through the provided USB cable. It acts as a basic medium for the user to communicate with a computer. It also includes punctuations, special characters, function keys and multimedia keys which are dedicated to the specific functions assigned to them. The control circuitry of the keyboard converts the key press into key codes and sends the signal to the display device such as monitors. This alphanumeric keyboard is being used in various medical devices such as UL Vivid E9, UL Voluson 730 Prp, UL Vivid E9, UL ABUS Invenia GENII, UL Voluson E6, UL Vivid I, UL IT EchoPAC, UL Vivid E95, UL Vivid E9 PRO, UL Vivid q and many other systems. | [7 empty] | https://services.gehealthcare.in/medias/066E3201-T1.jpg?context=bWFzdGVyfGltYWdlc3wxMjM2MjR8aW1hZ2UvanBlZ3xhVzFoWjJWekwyZ3haQzlvTm1Vdk9EZ3lNRGt6TXpFNU56ZzFOQzVxY0djfGMzY2I2N2EzMDAxOGMzNWE3MjE3ZTgyNDE1YWQ0YmYxZTM1ZWI1ZTFiNjI2Y2Y3MmY3MTBiNjcxYTZjMzY1Y2U | https://services.gehealthcare.in/medias/066E3201-P1.jpg?context=bWFzdGVyfGltYWdlc3wxMTg3MjF8aW1hZ2UvanBlZ3xhVzFoWjJWekwyaGhaaTlvWVRBdk9EZ3lNRGt6TlRJMk1qSXpPQzVxY0djfGQ5ZWUxNzVkZGY2OTk0NTgyZDhkYjljN2Y1YzE0MmNlMDdjNTJjOWFhZDY1MWY4MWQwMjdjY2FiYWJmNWJhMzE | [15 empty] | Compact design | Reliability | Serviceability | High performance | [9 empty] | Brand Name |  | Type | High Performance, Universal, Alphanumeric | Size |  | Color |  | Material |  | Dimensions |  | For Use With | For Vivid E9 Ultrasound System | [114 empty] | Keyboard | High Performance Keyboard | Alphanumeric Keyboard | https://services.gehealthcare.in/gehcstorefront/p/066E3201 | https://www.cna-medical.com/GE-Healthcare-066E3201-KEYBOARD-p/066e3201.htm |  |  |  | Ranjitha
HCPB11_9 | Carestream Health | AY40-003S |  | KVP Control Board | KVP Control Board For Radiology |  |  |  |  | Quantum | [34 empty] | Brand Name |  | Type |  | Size |  | Color |  | Material |  | Dimensions |  | For Use With | For Radiology | [114 empty] | Control Board | KVP Control Board | Radiology KVP Control Board |  | https://integritymedicalservice.com/carestream-parts/quantum-parts/AY40-003S/ | https://www.ebay.com/p/24062715192 |  |  | Lakshmi_1
HCPB11_90 | GE Healthcare | 2073234-001 |  | Rollstand Bin | Rollstand Bin For Dinamap Mobility Workstation | [9 empty] | https://shop.gehealthcare.ca/medias?context=bWFzdGVyfHJvb3R8NDcxODB8aW1hZ2UvanBlZ3xoYmQvaDg4Lzg4MDA3MjA4NDY4NzguanBnfDY0MmY0OTIyMGNkODYxMGIxNzI4NTM0Y2NhYTYyOTZkZjc0NzYwMTBhMjk0YWM5YTZmMDZiYTg2ZGM5OTc5MzY | [16 empty] | DINAMAP Mobility Workstation Accessory Bin Provides Additional Storage for Accessories or Supplies | Use it Either as 2nd Bin, or as a Replacement | Mounting Bracket Provided | Mounting Instruction DU-GEM-0020-04 Rev | [9 empty] | Brand Name |  | Type |  | Size |  | Color |  | Material |  | Dimensions |  | For Use With | For Dinamap Mobility Workstation | Includes | Dinamap Rollstand With Carescape V100 Mounting Instruction | [112 empty] | Rollstand Bin | Dinamap Mobility Workstation Rollstand Bin |  | https://shop.gehealthcare.ca/gehcstorefront/p/2073234-001 | https://mms.mckesson.com/product/1014005/GE-Healthcare-2073234-001 |  |  |  | Ranjitha
HCPB11_91 | GE Healthcare | 2082301-008 |  | Assembly | Power Supply Assembly For FRU MP200X System | [39 empty] | Brand Name |  | Type | Power Supply | Size |  | Color |  | Material |  | Dimensions |  | For Use With | For FRU MP200X System | [114 empty] | Power Supply Assembly | Power Supply Power Supply Assembly |  | https://services.gehealthcare.in/gehcstorefront/p/2082301-008 | https://www.twilightmed.com/part/2082301-008/ |  |  |  | Ranjitha
HCPB11_92 | GE Healthcare | 2101836-001 |  | Safety Test Body Kit | Safety Test Body Kit For Carescape One 3650 Monitor | [39 empty] | Brand Name |  | Type |  | Size |  | Color |  | Material |  | Dimensions |  | For Use With | For Carescape One 3650 Monitor | [114 empty] | Safety Test Body Kit | Carescape Safety Test Body Kit |  | https://services.gehealthcare.com/gehcstorefront/p/2101836-001 | https://www.scribd.com/document/739986840/B650-V3-2-Service-Manual-Rev-3-2024 |  |  |  | Ranjitha
HCPB11_93 | GE Healthcare | 2109380 |  | Power Supply | 55W 4-Output Switching Power Supply For Radiography/Fluoroscopy Room | [9 empty] | https://images.dotmed.com/cgi-bin/size.pl?i=1449431.jpg&s=640&t=2 | [29 empty] | Brand Name |  | Type | 4-Output, Switching | Size |  | Color |  | Material |  | Dimensions |  | For Use With | For Radiography/Fluoroscopy Room | Power Rating | 55W | [112 empty] | Power Supply | 4-Output Power Supply | Switching Power Supply | https://shop.gehealthcare.ca/gehcstorefront/p/2109380 | https://www.dotmed.com/listing/rad-fluoro-room/ge/2109380/1449431 |  |  |  | Ranjitha
HCPB11_94 | GE Healthcare | 2115993-2 |  | Foot Extender | Metalless Cradle Foot Extender For Lightspeed RT Xtra Scanner |  | Lcc Metalless Cradle Extender Hsa Metalless Foot Extender With Rating Plate_And Self-Catching Latch. | [7 empty] | https://services.gehealthcare.com/medias/2115993-2.jpg?context=bWFzdGVyfGltYWdlc3w1MTY3OXxpbWFnZS9qcGVnfGFXMWhaMlZ6TDJnMFpTOW9ZVGN2T0Rnek1UY3hNamMxTlRjME1pNXFjR2N8NmMyNjYxNTk2ZDBmMDUzNjcwNjc2NjdiN2M0NDRhNDRlYjM2ODA5NDdhNTBkYTM0OTljYjkyNWUwYzEzMTZmYQ | [16 empty] | With self catching latch | Durable and reliable | Does not contain any sharp edges | Efficient in varying medical environments | [9 empty] | Brand Name |  | Type | Metalless Cradle | Size |  | Color |  | Material |  | Dimensions |  | For Use With | For Lightspeed RT Xtra Scanner, Brightspeed Edge | Standards | RoHS Compliant | [112 empty] | Foot Extender | Lightspeed RT Xtra Scanner Foot Extender | Metalless Cradle Foot Extender | https://services.gehealthcare.com/gehcstorefront/p/2115993-2 | https://www.medicaloutfittersparts.com/shop/2115993-2-ge-pet-ct-metalless-cradle-foot-extender-pn-2115993-2-23773 |  |  |  | Ranjitha
HCPB11_95 | GE Healthcare | 2115996-3 |  | Head Holder | All Carbon Axial Head Holder With Rating Plate and Self-Catching Latch For Lightspeed RT Xtra | [9 empty] | https://services.gehealthcare.com/medias/2115996-3.jpg?context=bWFzdGVyfGltYWdlc3w5Mzk4NXxpbWFnZS9qcGVnfGFXMWhaMlZ6TDJnd1lTOW9ZV0l2T0Rnek1ETTFOVGsyTXprek5DNXFjR2N8NWFhMjkwNWNiZmY5NWMxNDVmYzVhYWY1NTM1ZGUyZWY0MTY2Y2Y5Y2Y4NDAyZWFlYWJjOGFkN2ZhZDEzMTYzZQ | [29 empty] | Brand Name |  | Type | All Carbon Axial | Size |  | Color |  | Material |  | Dimensions |  | For Use With | For Lightspeed RT Xtra, Brightspeed Edge | With | With Rating Plate and Self-Catching Latch | [112 empty] | Head Holder | All Carbon Axial Head Holder |  | https://services.gehealthcare.com/gehcstorefront/p/2115996-3 | https://www.blockimaging.com/parts/2115996-3-ge-ct-metaless-axial-head-holder | https://in.bimedis.com/ge-p-n-2115996-3-m56902 |  |  | Ranjitha
HCPB11_96 | GE Healthcare | 2121336 |  | Fan | Aluminum Low Noise Fan For Definium 6000, Precision 500D System |  | This Tubeaxial Fan Assembly is a thermal management device which can be used in cabinets of different assemblies. All electronic devices such as computers and other circuitry generate heat during operation, and require good thermal management to prevent premature failures. This fan comprises five numbers of straight blades and aluminum housing material which offer good mechanical properties, makes it corrosion resistance and light in weight. The fan requires 115 Volts AC power supply to provides good airflow rate of 223.6 CFM for faster air circulation and produces low noise even at 3250 RPMs. This Fan assembly can be used for thermal management purposes in GE's Definium 6000, Discovery XR656G2, Precision 500D, Revolution XRd, Optima XR646 X-Ray Systems. The fan will be shipped in suitable packaging to provide adequate protection during transit. | [7 empty] | https://services.gehealthcare.com/medias/2121336-P1.jpg?context=bWFzdGVyfGltYWdlc3w4NTM0OHxpbWFnZS9qcGVnfGFXMWhaMlZ6TDJneE5pOW9ORFF2T0RneU1qRXhNREU1TVRZME5pNXFjR2N8MDMyM2VkNzY3MGQxMGQxZDcyMDQ2NTJlZTFlZDlmYWI5ZWZjZDg0MGQ2N2I1YjE4MWFkNjA1MGNhNDA5YjZkMw | [16 empty] | Very Good Hardness And Strength | Good Corrosion Resistance | Low Noise Fan | Good Air Flow Rate | Lightweight | Reliable Operation | [7 empty] | Brand Name |  | Type | Low Noise | Size |  | Color |  | Material | Aluminum | Dimensions |  | For Use With | For Definium 6000, Precision 500D System | [114 empty] | Fan | Low Noise Fan |  | https://services.gehealthcare.com/gehcstorefront/p/2121336 | https://uat-channelpartners.gehealthcare.com/gehcstorefront/en-lm/shop/p/2121336 |  |  |  | Ranjitha
HCPB11_97 | GE Healthcare | 2121398-2 | 200PL2 | Supply Command Board | 200PL2 Supply Command Board For Mammography | [9 empty] | https://services.gehealthcare.com/medias/2121398-2.jpg?context=bWFzdGVyfGltYWdlc3w3OTcxNnxpbWFnZS9qcGVnfGFXMWhaMlZ6TDJnMFpTOW9PV1l2T0Rnek1ETTFOalExTlRRMU5DNXFjR2N8NjBjYmY3ZDdhYzQzYjU5OTFiYmZhZDUyOTIzNjNiZTNmMDZlZmExYmIyZGM2OGM2YjgyYjUyZGMyZDgxYTVjOA | [29 empty] | Brand Name |  | Type |  | Size |  | Color |  | Material |  | Dimensions |  | For Use With | For Mammography, Senographe Essential | [114 empty] | Supply Command Board | Mammography Supply Command Board |  | https://services.gehealthcare.com/gehcstorefront/p/2121398-2 | https://medparts24.com/mammography-units/4116-ge-essential-mammo-accessories-pn-2121398-2.html | https://www.dotmed.com/listing/mammo-accessories/ge/senographe-essential/2121398-2/4976727 |  |  | Ranjitha
HCPB11_98 | GE Healthcare | 2124639 |  | IR Remote | IR Remote For X-Ray | [9 empty] | https://www.blockimaging.com/hubfs/Parts/33628%20(2).jpg | [29 empty] | Brand Name |  | Type |  | Size |  | Color |  | Material |  | Dimensions |  | For Use With | [115 empty] | IR Remote | X-Ray IR Remote |  | https://services.gehealthcare.com/gehcstorefront/p/2124639 | https://www.blockimaging.com/parts/2124639-ge-x-ray-ir-remote-control |  |  |  | Ranjitha
HCPB11_99 | GE Healthcare | 2136989 |  | Lamp | 24V 6.25A Halogen Lamp For Definium AMX700 System |  | The Lamp 6.25 A 24 V is used in X-Ray parts and other medical equipment as applicable. This halogen non-reflector lamps offer high-quality light. These ensure optimal beam performance and consistent, high light output. A wide range of wattages is available for a broad variety of applications, including projection systems. In addition you get all the proven advantages of halogen technology such as a full spectrum and a color rendering index (CRI) of 100–the same as natural light and the best that it can be. Halogen lamps also create a comfortable warm white light, and they maintain their lumen output, with almost no reduction, throughout their lifetime. The GE product is an innovation and technology which fits well into versatile customer needs. The part is diligently designed for superior performance and reliability. It is securely packed inside a high quality packing box to avoid physical damage during transit and labelled with details about the product, Quality Assurance (QA) seal and shipment. | [7 empty] | https://services.gehealthcare.com/medias/2136989-P1.jpg?context=bWFzdGVyfGltYWdlc3w1MDMzMXxpbWFnZS9qcGVnfGFXMWhaMlZ6TDJobU5pOW9NMk12T0RneU56ZzBNakU1T1RVNE1pNXFjR2N8ODQ2MjBhYjc2OGIxMmEzNDVjNzdhZWRhMWUwOGQ0YjQ0NGIwZjZlY2UwMGQyNGEzM2ZkNWUxZTAzODNlNmE2Yw | [16 empty] | Good structural design | Made of quality material | Easy to install, replace and operate | All halogen non-reflector lamps incorporate a distortion-free quartz Bulb | A precise positioning of the mounted filament | [8 empty] | Brand Name |  | Type | Halogen | Size |  | Color |  | Material |  | Dimensions |  | For Use With | For Definium AMX700 System | Voltage | 24V | Amperage | 6.25A | [110 empty] | Lamp | Halogen Lamp |  | https://services.gehealthcare.com/gehcstorefront/p/2136989 | https://www.rongtaomedical.com/ge-capacitor-battery-group-tmx-for-mobile-radp-n2404761-p00599p1.html |  |  |  | Ranjitha

## Quality Report
User Name | Matched Cells | Total Cells | Quality %
Lakshmi_1 | 281 | 385 | 72.99
Ranjitha | 1473 | 1492 | 98.73
Asha | 1762 | 1920 | 91.77
Deepika | 521 | 538 | 96.84
Gagana | 1784 | 1858 | 96.02
Vinutha | 1313 | 2191 | 59.93
Ashok | 1156 | 1214 | 95.22
Vijaylakshmi | 2000 | 2038 | 98.14
Lakshmi | 952 | 1593 | 59.76